## BOM SOC
BILL OF MATERIAL AND INSTALLATION FOR 40 PHC ELECTRICAL RETROFIT
Technical Specification Ref. No.: |  | 6021031
S/No. | Material | Unit | TOTAL QUANTITY FROM PHC | TOTAL QUANTITY (including 5% spares) | UNIT COST | TOTAL AMOUNT
1 | Ceiling fan | No. | 663 | 697
2 | 18 Watts CFL | No. | 2514 | 2641
3 | Roof mounted luminaire | No. | 1814 | 1906
4 | Wall mounted luminaire | No. | 566 | 596
5 | 1 Gang light switch | No. | 672 | 707
6 | 2 Gang light switch | No. | 147 | 155
7 | 3 Gang light switch | No. | 50 | 54
8 | 13 Amp socket single | No. | 523 | 551
9 | 13 Amp socket double | No. | 261 | 275
10 | 15 Amp socket | No. | 27 | 30
11 | Junction box | No. | 3901 | 4098
12 | Single patress box (flush) | No. | 1392 | 1463
13 | Double patress box (flush) | No. | 261 | 275
14 | [ITEM NOT REQUIRED] | No. | 0 | 0
15 | [ITEM NOT REQUIRED] | No. | 0 | 0
16 | 25mm PVC pipes (25 numbers of 3Mts pipe per bundle) | bundle | 648.28 | 683
17 | PVC accessories, male bush, saddle clamp, angle bend,screws and pegs Packs (100 per pack) | packs | 86 | 91
18 | 100A distribution board | No. | 53 | 58
19 | 60A distribution board | No. | 27 | 30
20 | 30A distribution board | No. | 7 | 10
21 | 100A consumer unit | No. | 35 | 38
22 | 60A consumer unit | No. | 11 | 14
23 | 30A consumer unit | No. | 24 | 27
24 | 100A Residual current circuit breaker | No. | 88 | 93
25 | 60A Residual current circuit breaker | No. | 38 | 42
26 | 30A Residual current circuit breaker | No. | 31 | 34
27 | 100A change over | No. | 82 | 87
28 | 60A change over | No. | 38 | 42
29 | 30A change over | No. | 10 | 12
30 | 1.5mmsq cable (Twin & Earth) | Mts | 33439 | 35112
31 | 2.5mmsq cable (Twin & Earth) | Mts | 15182 | 15942
32 | 4x16mmsq PVC/SWA/PVC armoured cable | Mts | 4970 | 5219
33 | 4x10mmsq PVC/SWA/PVC armoured cable | Mts | 40 | 42
34 | 4x6mmsq PVC/SWA/PVC armoured cable | Mts | 1460 | 1533
35 | 4x4mmsq PVC/SWA/PVC armoured cable | Mts | 130 | 137
36 | Cable terminating lugs | No. | 1288 | 1354
37 | Recline cable (25mmsq) | Mts | 3950 | 4148
38 | Earth wire for building (16mmsq) | Mts | 4880 | 5125
39 | Underground marking tape | Mts | 6640 | 6973
Total Materal Cost
Total Installation Cost
GRAND TOTAL

## Sites SOC
SUMMARY
S/No. | Primary Health Centers | MATERIAL COST | INSTALLATION COST | TOTAL COST
1 | BADARAWA PHC
2 | JERE PHC
3 | PHC ABDU KWARI
4 | PHC ASSO
5 | PHC AWON
6 | PHC BADIKO
7 | PHC DADDU
8 | PHC DAMA KASUWA
9 | PHC DAMAU
10 | PHC DAN ALHAJI
11 | PHC DAN JINJIRI
12 | PHC DANGUZURI
13 | PHC DANWATA
14 | PHC FAI
15 | PHC Galadimawa
16 | PHC GANGARA
17 | PHC GARU KURAMA
18 | PHC GESHERE
19 | PHC GIDAN TAGWAI
20 | PHC GIDAN WAYA
21 | PHC GWARAJI
22 | PHC HANWA
23 | PHC KADAGE
24 | PHC KAMURU (IKUKLU)
25 | PHC KASAYA
26 | PHC KURMIN KOGI
27 | PHC KURMIN-BI
28 | PHC LIKORO
29 | PHC MADAKIYA
30 | PHC MAH
31 | PHC MANCHOCK
32 | PHC MARO
33 | PHC RAFIN GUZA
34 | PHC RIMIN DOKO
35 | PHC RUZIA
36 | PHC TASHAN KADE
37 | PHC TELEVISION GARAGE
38 | PHC TURAWA
39 | PHC ZANGO AYA
40 | PHC MAKARFI
GRAND TOTAL

## All Mat
BILL OF MATERIALS FOR 40 PHC ELECTRICAL RETROFIT
|  |  | 1 | 6 | 10 | 21 | 23 | 25 | 33 | 37 |  |  | 3 | 9 | 11 | 12 | 13 | 15 | 16 | 22 | 24 | 26 | 28 | 30 | 34 | 36 | 38 | 39 | 40 |  |  | 2 | 4 | 5 | 7 | 8 | 14 | 17 | 18 | 19 | 20 | 27 | 29 | 31 | 32 | 35
|  |  | BADARAWA PHC | PHC BADIKO | PHC DAN ALHAJI | PHC GWARAJI | PHC KADAGE | PHC DAMBA KASAYA | PHC RAFIN GUZA | PHC TELEVISION GARAGE |  |  | PHC ABDU KWARI | PHC DAMAU | PHC DAN JINJIRI | PHC DAN GUZURI | PHC DANWATA | PHC GALADIMAWA | PHC GANGARA | PHC HANWA | PHC KAMARU IKULU | PHC KURMIN KOGI | PHC LIKORO | PHC MAH | PHC RIMIN DOKO KAURA | PHC TASHAN KADE (DANDAKO) | PHC TURAWA | PHC ZANGO AYA | PHC MAKARFI (TUDUN WADA) |  |  | JERE PHC | PHC ASSO | PHC AWON | PHC DADDU | PHC DAMA KASUWA | PHC FAI | PHC GARU KURAMA | PHC GESHERE | PHC GIDAN TAGWAI | PHC GIDAN WAYA | PHC KURMIN BI | PHC MADAKIYA | PHC MANCHOCK | PHC MARO | PHC RUZIA
|  | Lot | Kaduna Central | Kaduna Central | Kaduna Central | Kaduna Central | Kaduna Central | Kaduna Central | Kaduna Central | Kaduna Central |  |  | Kaduna North | Kaduna North | Kaduna North | Kaduna North | Kaduna North | Kaduna North | Kaduna North | Kaduna North | Kaduna North | Kaduna North | Kaduna North | Kaduna North | Kaduna North | Kaduna North | Kaduna North | Kaduna North | Kaduna North |  |  | Kaduna South | Kaduna South | Kaduna South | Kaduna South | Kaduna South | Kaduna South | Kaduna South | Kaduna South | Kaduna South | Kaduna South | Kaduna South | Kaduna South | Kaduna South | Kaduna South | Kaduna South
S/No. | Material | Unit | 1. BADARAWA PHC | 6. BADIKO PHC | 10. DAN ALHAJI PHC | 21. GWARAJI PHC | 23. KADAGE PHC | 25. DAMBA KASAYA PHC | 33. RAFIN GUZA PHC | 37. TELEVISON GARAGE PHC | Sub-Total Lot 1 - Kaduna Central | Sub-Total Lot 1 (incld. 5% Spares) | 3. ABDU KWARI PHC | 9. DAMAU PHC | 11. DAN JINJIRI PHC | 12. DAN GUZURI PHC | 13. DANWATA PHC | 15. GALADIMAWA PHC | 16. GANGARA PHC | 22. HANWA PHC | 24. KAMURU IKULU PHC | 26. KURMIN KOGI PHC | 28. LIKORO PHC | 30. MAH PHC | 34. RIMIN DOKO KAURA PHC | 36. TASHAN KADE (DANDAKO) PHC | 38. TURAWA PHC | 39. ZANGO AYA PHC | 40. MAKARFI (TUDUN WADA) PHC | Sub-Total Lot 2 - Kaduna North | Sub-Total Lot 2 (incld. 5% Spares) | 2. JERE PHC | 4. ASSO PHC | 5. AWON PHC | 7. DADDU PHC | 8. DAMA KASUWA PHC | 14.FAI PHC | 17. GARU KURAMA PHC | 18. GESHERE PHC | 19. GIDAN TAGWAI PHC | 20. GIDAN WAYA PHC | 27. KURMIN BI PHC | 29. MADAKIYA PHC | 31.MANCHOCK PHC | 32. MARO PHC | 35. RUZIA PHC | Sub-Total Lot 3 - Kaduna South | Sub-Total Lot 3 (incld. 5% Spares) | Grand Total (All Lots, incld. 5% Spares)
1 | Ceiling fan | No. | 39 | 13 | 21 | 13 | 5 | 13 | 16 | 16 | 136 | 143 | 17 | 16 | 7 | 22 | 6 | 23 | 12 | 13 | 25 | 12 | 24 | 7 | 21 | 13 | 7 | 17 | 16 | 258 | 271 | 13 | 15 | 45 | 18 | 34 | 9 | 26 | 22 | 11 | 17 | 9 | 11 | 16 | 14 | 9 | 269 | 283 | 697
2 | 18 Watts CFL | No. | 118 | 63 | 59 | 44 | 22 | 44 | 51 | 70 | 471 | 495 | 60 | 56 | 24 | 88 | 20 | 106 | 48 | 44 | 92 | 40 | 101 | 23 | 65 | 40 | 26 | 52 | 48 | 933 | 980 | 51 | 43 | 158 | 81 | 290 | 33 | 90 | 77 | 43 | 61 | 36 | 38 | 48 | 41 | 20 | 1110 | 1166 | 2641
3 | Roof mounted luminaire | No. | 91 | 45 | 46 | 34 | 18 | 30 | 36 | 60 | 360 | 378 | 45 | 48 | 18 | 67 | 12 | 87 | 37 | 32 | 74 | 33 | 81 | 17 | 49 | 32 | 18 | 38 | 37 | 725 | 762 | 37 | 34 | 125 | 46 | 138 | 25 | 63 | 59 | 32 | 45 | 24 | 24 | 29 | 33 | 15 | 729 | 766 | 1906
4 | Wall mounted luminaire | No. | 27 | 18 | 13 | 10 | 4 | 14 | 15 | 10 | 111 | 117 | 15 | 8 | 7 | 21 | 8 | 19 | 11 | 12 | 18 | 8 | 20 | 6 | 16 | 8 | 8 | 14 | 11 | 210 | 221 | 14 | 9 | 33 | 35 | 17 | 8 | 27 | 18 | 11 | 16 | 11 | 14 | 19 | 8 | 5 | 245 | 258 | 596
5 | 1 Gang light switch | No. | 29 | 15 | 23 | 11 | 11 | 11 | 13 | 18 | 131 | 138 | 10 | 17 | 5 | 28 | 4 | 25 | 12 | 11 | 23 | 10 | 28 | 6 | 19 | 17 | 9 | 17 | 18 | 259 | 272 | 13 | 13 | 43 | 19 | 34 | 10 | 25 | 26 | 13 | 15 | 13 | 14 | 24 | 15 | 5 | 282 | 297 | 707
6 | 2 Gang light switch | No. | 8 | 3 | 2 | 2 | 0 | 2 | 6 | 6 | 29 | 31 | 4 | 5 | 3 | 6 | 1 | 6 | 3 | 3 | 6 | 3 | 5 | 1 | 3 | 2 | 1 | 3 | 3 | 58 | 61 | 3 | 3 | 12 | 7 | 6 | 3 | 8 | 4 | 2 | 3 | 2 | 1 | 2 | 2 | 2 | 60 | 63 | 155
7 | 3 Gang light switch | No. | 1 | 4 | 0 | 2 | 0 | 0 | 2 | 1 | 10 | 11 | 4 | 0 | 0 | 3 | 0 | 2 | 1 | 3 | 2 | 3 | 2 | 0 | 4 | 1 | 0 | 0 | 2 | 27 | 29 | 2 | 0 | 3 | 1 | 2 | 0 | 1 | 1 | 1 | 1 | 0 | 0 | 0 | 1 | 0 | 13 | 14 | 54
8 | 13 Amp socket single | No. | 20 | 9 | 21 | 10 | 6 | 16 | 16 | 17 | 115 | 121 | 13 | 6 | 5 | 17 | 6 | 25 | 9 | 11 | 14 | 8 | 22 | 7 | 15 | 9 | 6 | 19 | 14 | 206 | 217 | 6 | 16 | 14 | 6 | 46 | 8 | 15 | 19 | 7 | 14 | 7 | 7 | 15 | 10 | 12 | 202 | 213 | 551
9 | 13 Amp socket double | No. | 25 | 9 | 4 | 3 | 2 | 1 | 6 | 5 | 55 | 58 | 5 | 6 | 3 | 5 | 1 | 4 | 3 | 2 | 6 | 3 | 6 | 2 | 6 | 1 | 3 | 6 | 6 | 68 | 72 | 8 | 3 | 5 | 7 | 68 | 2 | 7 | 6 | 5 | 8 | 2 | 3 | 11 | 3 | 0 | 138 | 145 | 275
10 | 15 Amp socket | No. | 3 | 4 | 0 | 0 | 0 | 0 | 0 | 0 | 7 | 8 | 5 | 0 | 0 | 1 | 0 | 9 | 0 | 0 | 0 | 1 | 0 | 0 | 0 | 0 | 2 | 0 | 0 | 18 | 19 | 1 | 1 | 0 | 0 | 0 | 0 | 0 | 0 | 0 | 0 | 0 | 0 | 0 | 0 | 0 | 2 | 3 | 30
11 | Junction box | No. | 201 | 103 | 109 | 72 | 41 | 74 | 94 | 117 | 811 | 852 | 71 | 0 | 41 | 147 | 32 | 168 | 76 | 74 | 143 | 68 | 164 | 39 | 112 | 70 | 45 | 80 | 91 | 1421 | 1493 | 83 | 78 | 235 | 121 | 311 | 56 | 146 | 133 | 71 | 102 | 59 | 63 | 100 | 72 | 39 | 1669 | 1753 | 4098
12 | Single patress box (flush) | No. | 58 | 31 | 46 | 25 | 17 | 29 | 37 | 42 | 285 | 300 | 31 | 28 | 13 | 54 | 11 | 58 | 25 | 28 | 45 | 24 | 57 | 14 | 41 | 29 | 16 | 39 | 37 | 550 | 578 | 24 | 32 | 72 | 33 | 88 | 21 | 49 | 50 | 23 | 33 | 22 | 22 | 41 | 28 | 19 | 557 | 585 | 1463
13 | Double patress box (flush) | No. | 25 | 9 | 4 | 3 | 2 | 1 | 6 | 5 | 55 | 58 | 5 | 6 | 3 | 5 | 1 | 4 | 3 | 2 | 6 | 3 | 6 | 2 | 6 | 1 | 3 | 6 | 6 | 68 | 72 | 8 | 3 | 5 | 7 | 68 | 2 | 7 | 6 | 5 | 8 | 2 | 3 | 11 | 3 | 0 | 138 | 145 | 275
14 | [ITEM NOT REQUIRED] | No. | 0 | 0 | 0 | 0 | 0 | 0 | 0 | 0 | 0 | 0 | 0 | 0 | 0 | 0 | 0 | 0 | 0 | 0 | 0 | 0 | 0 | 0 | 0 | 0 | 0 | 0 | 0 | 0 | 0 | 0 | 0 | 0 | 0 | 0 | 0 | 0 | 0 | 0 | 0 | 0 | 0 | 0 | 0 | 0 | 0 | 0 | 0
15 | [ITEM NOT REQUIRED] | No. | 0 | 0 | 0 | 0 | 0 | 0 | 0 | 0 | 0 | 0 | 0 | 0 | 0 | 0 | 0 | 0 | 0 | 0 | 0 | 0 | 0 | 0 | 0 | 0 | 0 | 0 | 0 | 0 | 0 | 0 | 0 | 0 | 0 | 0 | 0 | 0 | 0 | 0 | 0 | 0 | 0 | 0 | 0 | 0 | 0 | 0 | 0
16 | 25mm PVC pipes (25 numbers of 3Mts pipe per bundle) | bundle | 33.4267 | 16.1333 | 17.2 | 11.2 | 5.8667 | 11.6 | 17.2 | 17.3333 | 129.96 | 137 | 19.8533 | 13.0667 | 6.5333 | 19.3467 | 5.0667 | 34.1333 | 12.9333 | 12.2667 | 21.8667 | 11.0667 | 24 | 6.2667 | 18.1333 | 10.6667 | 8.4 | 17.6 | 16 | 257.2 | 271 | 14.1067 | 14.3467 | 42.3333 | 19.5333 | 37.4667 | 8.5333 | 24.8 | 20.2667 | 9.2 | 16 | 9.3333 | 9.4667 | 16.8 | 11.7333 | 7.2 | 261.12 | 275 | 683
17 | PVC accessories, male bush, saddle clamp, angle bend,screws and pegs Packs (100 per pack) | packs | 4 | 3 | 3 | 1 | 1 | 2 | 2 | 2 | 18 | 19 | 3 | 1 | 2 | 3 | 1 | 2 | 3 | 2 | 2 | 1 | 2 | 1 | 2 | 1 | 1 | 3 | 2 | 32 | 34 | 3 | 1 | 3 | 5 | 2 | 2 | 5 | 2 | 1 | 3 | 2 | 3 | 2 | 1 | 1 | 36 | 38 | 91
18 | 100A distribution board | No. | 1 | 1 | 1 | 1 | 1 | 2 | 1 | 1 | 9 | 10 | 0 | 1 | 1 | 2 | 1 | 4 | 1 | 1 | 2 | 1 | 2 | 1 | 1 | 1 | 1 | 1 | 1 | 22 | 24 | 1 | 0 | 2 | 2 | 2 | 1 | 4 | 2 | 1 | 1 | 1 | 1 | 2 | 1 | 1 | 22 | 24 | 58
19 | 60A distribution board | No. | 1 | 0 | 2 | 0 | 0 | 0 | 1 | 1 | 5 | 6 | 2 | 0 | 0 | 0 | 0 | 0 | 0 | 0 | 0 | 0 | 0 | 0 | 1 | 0 | 0 | 0 | 1 | 4 | 5 | 0 | 1 | 4 | 4 | 0 | 0 | 4 | 0 | 0 | 2 | 0 | 1 | 2 | 0 | 0 | 18 | 19 | 30
20 | 30A distribution board | No. | 2 | 1 | 0 | 0 | 0 | 0 | 0 | 0 | 3 | 4 | 0 | 0 | 0 | 0 | 0 | 0 | 0 | 0 | 0 | 0 | 0 | 0 | 0 | 0 | 0 | 2 | 0 | 2 | 3 | 0 | 0 | 0 | 2 | 0 | 0 | 0 | 0 | 0 | 0 | 0 | 0 | 0 | 0 | 0 | 2 | 3 | 10
21 | 100A consumer unit | No. | 1 | 1 | 1 | 1 | 1 | 2 | 1 | 1 | 9 | 10 | 1 | 1 | 1 | 2 | 1 | 0 | 1 | 1 | 0 | 1 | 0 | 1 | 1 | 1 | 1 | 1 | 1 | 15 | 16 | 1 | 1 | 0 | 0 | 2 | 1 | 0 | 0 | 1 | 1 | 1 | 1 | 0 | 1 | 1 | 11 | 12 | 38
22 | 60A consumer unit | No. | 1 | 0 | 2 | 0 | 0 | 0 | 1 | 1 | 5 | 6 | 1 | 0 | 0 | 0 | 0 | 0 | 0 | 0 | 0 | 0 | 0 | 0 | 1 | 0 | 0 | 0 | 1 | 3 | 4 | 0 | 0 | 0 | 0 | 0 | 0 | 0 | 0 | 0 | 2 | 0 | 1 | 0 | 0 | 0 | 3 | 4 | 14
23 | 30A consumer unit | No. | 2 | 2 | 0 | 0 | 0 | 0 | 0 | 0 | 4 | 5 | 1 | 0 | 1 | 1 | 0 | 1 | 2 | 1 | 1 | 0 | 1 | 0 | 0 | 0 | 0 | 2 | 0 | 11 | 12 | 2 | 0 | 0 | 1 | 1 | 1 | 1 | 1 | 0 | 0 | 1 | 1 | 0 | 0 | 0 | 9 | 10 | 27
24 | 100A Residual current circuit breaker | No. | 2 | 2 | 2 | 2 | 2 | 4 | 2 | 2 | 18 | 19 | 1 | 2 | 2 | 4 | 2 | 4 | 2 | 2 | 2 | 2 | 2 | 2 | 2 | 2 | 2 | 2 | 2 | 37 | 39 | 2 | 1 | 2 | 2 | 4 | 2 | 4 | 2 | 2 | 2 | 2 | 2 | 2 | 2 | 2 | 33 | 35 | 93
25 | 60A Residual current circuit breaker | No. | 2 | 0 | 4 | 0 | 0 | 0 | 2 | 2 | 10 | 11 | 3 | 0 | 0 | 0 | 0 | 0 | 0 | 0 | 0 | 0 | 0 | 0 | 2 | 0 | 0 | 0 | 2 | 7 | 8 | 0 | 1 | 4 | 4 | 0 | 0 | 4 | 0 | 0 | 4 | 0 | 2 | 2 | 0 | 0 | 21 | 23 | 42
26 | 30A Residual current circuit breaker | No. | 4 | 3 | 0 | 0 | 0 | 0 | 0 | 0 | 7 | 8 | 1 | 0 | 1 | 1 | 0 | 1 | 2 | 1 | 1 | 0 | 1 | 0 | 0 | 0 | 0 | 4 | 0 | 13 | 14 | 2 | 0 | 0 | 3 | 1 | 1 | 1 | 1 | 0 | 0 | 1 | 1 | 0 | 0 | 0 | 11 | 12 | 34
27 | 100A change over | No. | 2 | 2 | 2 | 2 | 2 | 4 | 2 | 2 | 18 | 19 | 1 | 2 | 2 | 4 | 2 | 2 | 2 | 1 | 2 | 2 | 2 | 2 | 2 | 2 | 2 | 2 | 2 | 34 | 36 | 2 | 1 | 2 | 2 | 2 | 2 | 4 | 2 | 2 | 2 | 2 | 2 | 2 | 1 | 2 | 30 | 32 | 87
28 | 60A change over | No. | 2 | 0 | 4 | 0 | 0 | 0 | 2 | 2 | 10 | 11 | 3 | 0 | 0 | 0 | 0 | 0 | 0 | 0 | 0 | 0 | 0 | 0 | 2 | 0 | 0 | 0 | 2 | 7 | 8 | 0 | 1 | 4 | 4 | 0 | 0 | 4 | 0 | 0 | 4 | 0 | 2 | 2 | 0 | 0 | 21 | 23 | 42
29 | 30A change over | No. | 4 | 2 | 0 | 0 | 0 | 0 | 0 | 0 | 6 | 7 | 0 | 0 | 0 | 0 | 0 | 0 | 0 | 0 | 0 | 0 | 0 | 0 | 0 | 0 | 0 | 4 | 0 | 4 | 5 | 0 | 0 | 0 | 0 | 0 | 0 | 0 | 0 | 0 | 0 | 0 | 0 | 0 | 0 | 0 | 0 | 0 | 12
30 | 1.5mmsq cable (Twin & Earth) | Mts | 1569 | 860 | 910 | 630 | 300 | 580 | 890 | 900 | 6639 | 6971 | 1114 | 770 | 350 | 1140 | 250 | 1500 | 740 | 700 | 1240 | 630 | 1290 | 300 | 1020 | 620 | 350 | 810 | 790 | 13614 | 14295 | 720 | 646 | 2140 | 1040 | 1660 | 470 | 1310 | 990 | 570 | 810 | 540 | 510 | 790 | 660 | 330 | 13186 | 13846 | 35112
31 | 2.5mmsq cable (Twin & Earth) | Mts | 938 | 350 | 380 | 210 | 140 | 290 | 400 | 400 | 3108 | 3264 | 375 | 210 | 140 | 311 | 130 | 1060 | 230 | 220 | 400 | 200 | 510 | 170 | 340 | 180 | 280 | 510 | 410 | 5676 | 5960 | 338 | 430 | 1035 | 425 | 1150 | 170 | 550 | 530 | 120 | 390 | 160 | 200 | 470 | 220 | 210 | 6398 | 6718 | 15942
[12 empty] | 0 | [18 empty] | 0
32 | 4x16mmsq PVC/SWA/PVC armoured cable | Mts | 160 | 50 | 260 | 100 | 60 | 160 | 160 | 160 | 1110 | 1166 | 80 | 50 | 100 | 200 | 60 | 100 | 80 | 100 | 100 | 100 | 100 | 60 | 160 | 60 | 70 | 100 | 160 | 1680 | 1764 | 60 | 60 | 220 | 160 | 100 | 100 | 400 | 100 | 100 | 220 | 100 | 160 | 200 | 100 | 100 | 2180 | 2289 | 5219
33 | 4x10mmsq PVC/SWA/PVC armoured cable | Mts | 40 | 0 | 0 | 0 | 0 | 0 | 0 | 0 | 40 | 42 | 0 | 0 | 0 | 0 | 0 | 0 | 0 | 0 | 0 | 0 | 0 | 0 | 0 | 0 | 0 | 0 | 0 | 0 | 0 | 0 | 0 | 0 | 0 | 0 | 0 | 0 | 0 | 0 | 0 | 0 | 0 | 0 | 0 | 0 | 0 | 0 | 42
34 | 4x6mmsq PVC/SWA/PVC armoured cable | Mts | 60 | 120 | 0 | 0 | 0 | 0 | 0 | 0 | 180 | 189 | 0 | 0 | 50 | 100 | 0 | 50 | 150 | 50 | 60 | 0 | 60 | 0 | 0 | 0 | 0 | 200 | 0 | 720 | 756 | 0 | 0 | 0 | 180 | 60 | 50 | 100 | 60 | 0 | 0 | 60 | 50 | 0 | 0 | 0 | 560 | 588 | 1533
35 | 4x4mmsq PVC/SWA/PVC armoured cable | Mts | 0 | 0 | 0 | 0 | 0 | 0 | 0 | 0 | 0 | 0 | 40 | 0 | 0 | 0 | 0 | 0 | 0 | 0 | 0 | 0 | 0 | 0 | 0 | 0 | 0 | 0 | 0 | 40 | 42 | 90 | 0 | 0 | 0 | 0 | 0 | 0 | 0 | 0 | 0 | 0 | 0 | 0 | 0 | 0 | 90 | 95 | 137
36 | Cable terminating lugs | No. | 64 | 48 | 48 | 16 | 16 | 32 | 32 | 32 | 288 | 303 | 40 | 16 | 24 | 40 | 16 | 32 | 32 | 24 | 32 | 16 | 32 | 16 | 32 | 16 | 16 | 48 | 32 | 464 | 488 | 32 | 16 | 48 | 80 | 32 | 24 | 80 | 24 | 16 | 48 | 32 | 40 | 32 | 16 | 16 | 536 | 563 | 1354
37 | Recline cable (25mmsq) | Mts | 220 | 140 | 150 | 50 | 50 | 100 | 100 | 140 | 950 | 998 | 100 | 40 | 60 | 100 | 50 | 60 | 50 | 60 | 60 | 60 | 60 | 50 | 140 | 50 | 50 | 150 | 120 | 1260 | 1323 | 50 | 50 | 160 | 210 | 60 | 60 | 270 | 120 | 60 | 200 | 120 | 120 | 140 | 60 | 60 | 1740 | 1827 | 4148
38 | Earth wire for building (16mmsq) | Mts | 210 | 150 | 150 | 50 | 50 | 100 | 100 | 120 | 930 | 977 | 120 | 50 | 120 | 150 | 50 | 120 | 150 | 130 | 120 | 70 | 130 | 50 | 130 | 50 | 50 | 150 | 120 | 1760 | 1848 | 140 | 50 | 170 | 310 | 130 | 130 | 310 | 130 | 60 | 190 | 120 | 180 | 130 | 70 | 70 | 2190 | 2300 | 5125
39 | Underground marking tape | Mts | 260 | 170 | 260 | 100 | 60 | 160 | 160 | 160 | 1330 | 1397 | 120 | 50 | 160 | 300 | 60 | 150 | 230 | 160 | 160 | 100 | 160 | 60 | 160 | 60 | 70 | 300 | 160 | 2460 | 2583 | 150 | 60 | 220 | 340 | 160 | 160 | 500 | 160 | 100 | 220 | 160 | 220 | 200 | 100 | 100 | 2850 | 2993 | 6973

## 1.Badarawa
A | BILL OF MATERIAL FOR BADARAWA PHC ELECTRICAL RETROFIT
S/No. | Material | Unit | QUANTITY | 5% PROVISION FOR SPARES | TOTAL QUANTITY | UNIT COST | AMOUNT
1 | Ceiling fan | No. | 39 | 2 | 41
2 | 18 Watts CFL | No. | 118 | 6 | 124
3 | Roof mounted luminaire | No. | 91 | 5 | 96
4 | Wall mounted luminaire | No. | 27 | 2 | 29
5 | 1 Gang light switch | No. | 29 | 2 | 31
6 | 2 Gang light switch | No. | 8 | 1 | 9
7 | 3 Gang light switch | No. | 1 | 1 | 2
8 | 13 Amp socket single | No. | 20 | 1 | 21
9 | 13 Amp socket double | No. | 25 | 2 | 27
10 | 15 Amp socket | No. | 3 | 1 | 4
11 | Junction box | No. | 201 | 11 | 212
12 | Single patress box (flush) | No. | 58 | 3 | 61
13 | Double patress box (flush) | No. | 25 | 2 | 27
14 | Single patress box (surface) | No. | 0 | 0 | 0
15 | Double patress box (surface) | No. | 0 | 0 | 0
16 | 25mm PVC pipes (25 numbers of 3Mts pipe per bundle) | bundle | 33.4267 | 2 | 35.4267
17 | PVC accessories, male bush, saddle clamp, angle bend,screws and pegs Packs (100 per pack) | packs | 4 | 1 | 5
18 | 100A distribution board | No. | 1 | 1 | 2
19 | 60A distribution board | No. | 1 | 1 | 2
20 | 30A distribution board | No. | 2 | 1 | 3
21 | 100A consumer unit | No. | 1 | 1 | 2
22 | 60A consumer unit | No. | 1 | 1 | 2
23 | 30A consumer unit | No. | 2 | 1 | 3
24 | 100A Residual current circuit breaker | No. | 2 | 1 | 3
25 | 60A Residual current circuit breaker | No. | 2 | 1 | 3
26 | 30A Residual current circuit breaker | No. | 4 | 1 | 5
27 | 100A change over | No. | 2 | 1 | 3
28 | 60A change over | No. | 2 | 1 | 3
29 | 30A change over | No. | 4 | 1 | 5
30 | 1.5mmsq cable (Twin & Earth) | Mts | 1569 | 79 | 1648
31 | 2.5mmsq cable (Twin & Earth) | Mts | 938 | 47 | 985
32 | 4x16mmsq PVC/SWA/PVC armoured cable | Mts | 160 | 8 | 168
33 | 4x10mmsq PVC/SWA/PVC armoured cable | Mts | 40 | 2 | 42
34 | 4x6mmsq PVC/SWA/PVC armoured cable | Mts | 60 | 3 | 63
35 | 4x4mmsq PVC/SWA/PVC armoured cable | Mts | 0 | 0 | 0
36 | Cable terminating lugs | No. | 64 | 4 | 68
37 | Recline cable (25mmsq) | Mts | 220 | 11 | 231
38 | Earth wire for building (16mmsq) | Mts | 210 | 11 | 221
39 | Underground marking tape | Mts | 260 | 13 | 273
Total Amount for Materials
B | ELECTRICAL RETROFIT AND UPGRADE INSTALLATION COST FOR THE PHC
1 | Installation of all electrical works including the removal of all existing wirings and fittings, laying of armoured cable and connection of the PHC blocks to PV system distribution panel, breaking, laying of pipes and replastering of wall and making good all work area. | Lot |  | 0 | 0
Total for Retrofit Material and Installation

## 2.Jere
A | BILL OF MATERIAL FOR JERE PHC ELECTRICAL RETROFIT
S/No. | Material | Unit | QUANTITY | 5% PROVISION FOR SPARES | TOTAL QUANTITY | UNIT COST | AMOUNT
1 | Ceiling fan | No. | 13 | 1 | 14
2 | 18 Watts CFL | No. | 51 | 3 | 54
3 | Roof mounted luminaire | No. | 37 | 2 | 39
4 | Wall mounted luminaire | No. | 14 | 1 | 15
5 | 1 Gang light switch | No. | 13 | 1 | 14
6 | 2 Gang light switch | No. | 3 | 1 | 4
7 | 3 Gang light switch | No. | 2 | 1 | 3
8 | 13 Amp socket single | No. | 6 | 1 | 7
9 | 13 Amp socket double | No. | 8 | 1 | 9
10 | 15 Amp socket | No. | 1 | 1 | 2
11 | Junction box | No. | 83 | 5 | 88
12 | Single patress box (flush) | No. | 24 | 2 | 26
13 | Double patress box (flush) | No. | 8 | 1 | 9
14 | Single patress box (surface) | No. | 0 | 0 | 0
15 | Double patress box (surface) | No. | 0 | 0 | 0
16 | 25mm PVC pipes (25 numbers of 3Mts pipe per bundle) | bundle | 14.1067 | 1 | 15.1067
17 | PVC accessories, male bush, saddle clamp, angle bend,screws and pegs Packs (100 per pack) | packs | 3 | 1 | 4
18 | 100A distribution board | No. | 1 | 1 | 2
19 | 60A distribution board | No. | 0 | 0 | 0
20 | 30A distribution board | No. | 0 | 0 | 0
21 | 100A consumer unit | No. | 1 | 1 | 2
22 | 60A consumer unit | No. | 0 | 0 | 0
23 | 30A consumer unit | No. | 2 | 1 | 3
24 | 100A Residual current circuit breaker | No. | 2 | 1 | 3
25 | 60A Residual current circuit breaker | No. | 0 | 0 | 0
26 | 30A Residual current circuit breaker | No. | 2 | 1 | 3
27 | 100A change over | No. | 2 | 1 | 3
28 | 60A change over | No. | 0 | 0 | 0
29 | 30A change over | No. | 0 | 0 | 0
30 | 1.5mmsq cable (Twin & Earth) | Mts | 720 | 36 | 756
31 | 2.5mmsq cable (Twin & Earth) | Mts | 338 | 17 | 355
32 | 4x16mmsq PVC/SWA/PVC armoured cable | Mts | 60 | 3 | 63
33 | 4x10mmsq PVC/SWA/PVC armoured cable | Mts | 0 | 0 | 0
34 | 4x6mmsq PVC/SWA/PVC armoured cable | Mts | 0 | 0 | 0
35 | 4x4mmsq PVC/SWA/PVC armoured cable | Mts | 90 | 5 | 95
36 | Cable terminating lugs | No. | 32 | 2 | 34
37 | Recline cable (25mmsq) | Mts | 50 | 3 | 53
38 | Earth wire for building (16mmsq) | Mts | 140 | 7 | 147
39 | Underground marking tape | Mts | 150 | 8 | 158
Total Amount for Materials
B | ELECTRICAL RETROFIT AND UPGRADE INSTALLATION COST FOR THE PHC
1 | Installation of all electrical works including the removal of all existing wirings and fittings, laying of armoured cable and connection of the PHC blocks to PV system distribution panel, breaking, laying of pipes and replastering of wall and making good all work area. | Lot |  | 0 | 0
Total for Retrofit Material and Installation

## 3.Abdu Kwari
A | BILL OF MATERIAL FOR ABDU KWARI PHC ELECTRICAL RETROFIT
S/No. | Material | Unit | QUANTITY | 5% PROVISION FOR SPARES | TOTAL QUANTITY | UNIT COST | AMOUNT
1 | Ceiling fan | No. | 17 | 1 | 18
2 | 18 Watts CFL | No. | 60 | 3 | 63
3 | Roof mounted luminaire | No. | 45 | 3 | 48
4 | Wall mounted luminaire | No. | 15 | 1 | 16
5 | 1 Gang light switch | No. | 10 | 1 | 11
6 | 2 Gang light switch | No. | 4 | 1 | 5
7 | 3 Gang light switch | No. | 4 | 1 | 5
8 | 13 Amp socket single | No. | 13 | 1 | 14
9 | 13 Amp socket double | No. | 5 | 1 | 6
10 | 15 Amp socket | No. | 5 | 1 | 6
11 | Junction box | No. | 71 | 4 | 75
12 | Single patress box (flush) | No. | 31 | 2 | 33
13 | Double patress box (flush) | No. | 5 | 1 | 6
14 | Single patress box (surface) | No. | 0 | 0 | 0
15 | Double patress box (surface) | No. | 0 | 0 | 0
16 | 25mm PVC pipes (25 numbers of 3Mts pipe per bundle) | bundle | 19.8533 | 1 | 20.8533
17 | PVC accessories, male bush, saddle clamp, angle bend,screws and pegs Packs (100 per pack) | packs | 3 | 1 | 4
18 | 100A distribution board | No. | 0 | 0 | 0
19 | 60A distribution board | No. | 2 | 1 | 3
20 | 30A distribution board | No. | 0 | 0 | 0
21 | 100A consumer unit | No. | 1 | 1 | 2
22 | 60A consumer unit | No. | 1 | 1 | 2
23 | 30A consumer unit | No. | 1 | 1 | 2
24 | 100A Residual current circuit breaker | No. | 1 | 1 | 2
25 | 60A Residual current circuit breaker | No. | 3 | 1 | 4
26 | 30A Residual current circuit breaker | No. | 1 | 1 | 2
27 | 100A change over | No. | 1 | 1 | 2
28 | 60A change over | No. | 3 | 1 | 4
29 | 30A change over | No. | 0 | 0 | 0
30 | 1.5mmsq cable (Twin & Earth) | Mts | 1114 | 56 | 1170
31 | 2.5mmsq cable (Twin & Earth) | Mts | 375 | 19 | 394
32 | 4x16mmsq PVC/SWA/PVC armoured cable | Mts | 80 | 4 | 84
33 | 4x10mmsq PVC/SWA/PVC armoured cable | Mts | 0 | 0 | 0
34 | 4x6mmsq PVC/SWA/PVC armoured cable | Mts | 0 | 0 | 0
35 | 4x4mmsq PVC/SWA/PVC armoured cable | Mts | 40 | 2 | 42
36 | Cable terminating lugs | No. | 40 | 2 | 42
37 | Recline cable (25mmsq) | Mts | 100 | 5 | 105
38 | Earth wire for building (16mmsq) | Mts | 120 | 6 | 126
39 | Underground marking tape | Mts | 120 | 6 | 126
Total Amount for Materials
B | ELECTRICAL RETROFIT AND UPGRADE INSTALLATION COST FOR THE PHC
1 | Installation of all electrical works including the removal of all existing wirings and fittings, laying of armoured cable and connection of the PHC blocks to PV system distribution panel, breaking, laying of pipes and replastering of wall and making good all work area. | Lot |  | 0 | 0
Total for Retrofit Material and Installation

## 4.Asso
A | BILL OF MATERIAL FOR ASSO PHC ELECTRICAL RETROFIT
S/No. | Material | Unit | QUANTITY | 5% PROVISION FOR SPARES | TOTAL QUANTITY | UNIT COST | AMOUNT
1 | Ceiling fan | No. | 15 | 1 | 16
2 | 18 Watts CFL | No. | 43 | 3 | 46
3 | Roof mounted luminaire | No. | 34 | 2 | 36
4 | Wall mounted luminaire | No. | 9 | 1 | 10
5 | 1 Gang light switch | No. | 13 | 1 | 14
6 | 2 Gang light switch | No. | 3 | 1 | 4
7 | 3 Gang light switch | No. | 0 | 0 | 0
8 | 13 Amp socket single | No. | 16 | 1 | 17
9 | 13 Amp socket double | No. | 3 | 1 | 4
10 | 15 Amp socket | No. | 1 | 1 | 2
11 | Junction box | No. | 78 | 4 | 82
12 | Single patress box (flush) | No. | 32 | 2 | 34
13 | Double patress box (flush) | No. | 3 | 1 | 4
14 | Single patress box (surface) | No. | 0 | 0 | 0
15 | Double patress box (surface) | No. | 0 | 0 | 0
16 | 25mm PVC pipes (25 numbers of 3Mts pipe per bundle) | bundle | 14.3467 | 1 | 15.3467
17 | PVC accessories, male bush, saddle clamp, angle bend,screws and pegs Packs (100 per pack) | packs | 1 | 1 | 2
18 | 100A distribution board | No. | 0 | 0 | 0
19 | 60A distribution board | No. | 1 | 1 | 2
20 | 30A distribution board | No. | 0 | 0 | 0
21 | 100A consumer unit | No. | 1 | 1 | 2
22 | 60A consumer unit | No. | 0 | 0 | 0
23 | 30A consumer unit | No. | 0 | 0 | 0
24 | 100A Residual current circuit breaker | No. | 1 | 1 | 2
25 | 60A Residual current circuit breaker | No. | 1 | 1 | 2
26 | 30A Residual current circuit breaker | No. | 0 | 0 | 0
27 | 100A change over | No. | 1 | 1 | 2
28 | 60A change over | No. | 1 | 1 | 2
29 | 30A change over | No. | 0 | 0 | 0
30 | 1.5mmsq cable (Twin & Earth) | Mts | 646 | 33 | 679
31 | 2.5mmsq cable (Twin & Earth) | Mts | 430 | 22 | 452
32 | 4x16mmsq PVC/SWA/PVC armoured cable | Mts | 60 | 3 | 63
33 | 4x10mmsq PVC/SWA/PVC armoured cable | Mts | 0 | 0 | 0
34 | 4x6mmsq PVC/SWA/PVC armoured cable | Mts | 0 | 0 | 0
35 | 4x4mmsq PVC/SWA/PVC armoured cable | Mts | 0 | 0 | 0
36 | Cable terminating lugs | No. | 16 | 1 | 17
37 | Recline cable (25mmsq) | Mts | 50 | 3 | 53
38 | Earth wire for building (16mmsq) | Mts | 50 | 3 | 53
39 | Underground marking tape | Mts | 60 | 3 | 63
Total Amount for Materials
B | ELECTRICAL RETROFIT AND UPGRADE INSTALLATION COST FOR THE PHC
1 | Installation of all electrical works including the removal of all existing wirings and fittings, laying of armoured cable and connection of the PHC blocks to PV system distribution panel, breaking, laying of pipes and replastering of wall and making good all work area. | Lot |  | 0 | 0
Total for Retrofit Material and Installation

## 5.Awon
A | BILL OF MATERIAL FOR AWON PHC ELECTRICAL RETROFIT
S/No. | Material | Unit | QUANTITY | 5% PROVISION FOR SPARES | TOTAL QUANTITY | UNIT COST | AMOUNT
1 | Ceiling fan | No. | 45 | 3 | 48
2 | 18 Watts CFL | No. | 158 | 8 | 166
3 | Roof mounted luminaire | No. | 125 | 7 | 132
4 | Wall mounted luminaire | No. | 33 | 2 | 35
5 | 1 Gang light switch | No. | 43 | 3 | 46
6 | 2 Gang light switch | No. | 12 | 1 | 13
7 | 3 Gang light switch | No. | 3 | 1 | 4
8 | 13 Amp socket single | No. | 14 | 1 | 15
9 | 13 Amp socket double | No. | 5 | 1 | 6
10 | 15 Amp socket | No. | 0 | 0 | 0
11 | Junction box | No. | 235 | 12 | 247
12 | Single patress box (flush) | No. | 72 | 4 | 76
13 | Double patress box (flush) | No. | 5 | 1 | 6
14 | Single patress box (surface) | No. | 0 | 0 | 0
15 | Double patress box (surface) | No. | 0 | 0 | 0
16 | 25mm PVC pipes (25 numbers of 3Mts pipe per bundle) | bundle | 42.3333 | 3 | 45.3333
17 | PVC accessories, male bush, saddle clamp, angle bend,screws and pegs Packs (100 per pack) | packs | 3 | 1 | 4
18 | 100A distribution board | No. | 2 | 1 | 3
19 | 60A distribution board | No. | 4 | 1 | 5
20 | 30A distribution board | No. | 0 | 0 | 0
21 | 100A consumer unit | No. | 0 | 0 | 0
22 | 60A consumer unit | No. | 0 | 0 | 0
23 | 30A consumer unit | No. | 0 | 0 | 0
24 | 100A Residual current circuit breaker | No. | 2 | 1 | 3
25 | 60A Residual current circuit breaker | No. | 4 | 1 | 5
26 | 30A Residual current circuit breaker | No. | 0 | 0 | 0
27 | 100A change over | No. | 2 | 1 | 3
28 | 60A change over | No. | 4 | 1 | 5
29 | 30A change over | No. | 0 | 0 | 0
30 | 1.5mmsq cable (Twin & Earth) | Mts | 2140 | 107 | 2247
31 | 2.5mmsq cable (Twin & Earth) | Mts | 1035 | 52 | 1087
32 | 4x16mmsq PVC/SWA/PVC armoured cable | Mts | 220 | 11 | 231
33 | 4x10mmsq PVC/SWA/PVC armoured cable | Mts | 0 | 0 | 0
34 | 4x6mmsq PVC/SWA/PVC armoured cable | Mts | 0 | 0 | 0
35 | 4x4mmsq PVC/SWA/PVC armoured cable | Mts | 0 | 0 | 0
36 | Cable terminating lugs | No. | 48 | 3 | 51
37 | Recline cable (25mmsq) | Mts | 160 | 8 | 168
38 | Earth wire for building (16mmsq) | Mts | 170 | 9 | 179
39 | Underground marking tape | Mts | 220 | 11 | 231
Total Amount for Materials
B | ELECTRICAL RETROFIT AND UPGRADE INSTALLATION COST FOR THE PHC
1 | Installation of all electrical works including the removal of all existing wirings and fittings, laying of armoured cable and connection of the PHC blocks to PV system distribution panel, breaking, laying of pipes and replastering of wall and making good all work area. | Lot |  | 0 | 0
Total for Retrofit Material and Installation

## 6.Badiko
A | BILL OF MATERIAL FOR BADIKO PHC ELECTRICAL RETROFIT
S/No. | Material | Unit | QUANTITY | 5% PROVISION FOR SPARES | TOTAL QUANTITY | UNIT COST | AMOUNT
1 | Ceiling fan | No. | 13 | 1 | 14
2 | 18 Watts CFL | No. | 63 | 4 | 67
3 | Roof mounted luminaire | No. | 45 | 3 | 48
4 | Wall mounted luminaire | No. | 18 | 1 | 19
5 | 1 Gang light switch | No. | 15 | 1 | 16
6 | 2 Gang light switch | No. | 3 | 1 | 4
7 | 3 Gang light switch | No. | 4 | 1 | 5
8 | 13 Amp socket single | No. | 9 | 1 | 10
9 | 13 Amp socket double | No. | 9 | 1 | 10
10 | 15 Amp socket | No. | 4 | 1 | 5
11 | Junction box | No. | 103 | 6 | 109
12 | Single patress box (flush) | No. | 31 | 2 | 33
13 | Double patress box (flush) | No. | 9 | 1 | 10
14 | Single patress box (surface) | No. | 0 | 0 | 0
15 | Double patress box (surface) | No. | 0 | 0 | 0
16 | 25mm PVC pipes (25 numbers of 3Mts pipe per bundle) | bundle | 16.1333 | 1 | 17.1333
17 | PVC accessories, male bush, saddle clamp, angle bend,screws and pegs Packs (100 per pack) | packs | 3 | 1 | 4
18 | 100A distribution board | No. | 1 | 1 | 2
19 | 60A distribution board | No. | 0 | 0 | 0
20 | 30A distribution board | No. | 1 | 1 | 2
21 | 100A consumer unit | No. | 1 | 1 | 2
22 | 60A consumer unit | No. | 0 | 0 | 0
23 | 30A consumer unit | No. | 2 | 1 | 3
24 | 100A Residual current circuit breaker | No. | 2 | 1 | 3
25 | 60A Residual current circuit breaker | No. | 0 | 0 | 0
26 | 30A Residual current circuit breaker | No. | 3 | 1 | 4
27 | 100A change over | No. | 2 | 1 | 3
28 | 60A change over | No. | 0 | 0 | 0
29 | 30A change over | No. | 2 | 1 | 3
30 | 1.5mmsq cable (Twin & Earth) | Mts | 860 | 43 | 903
31 | 2.5mmsq cable (Twin & Earth) | Mts | 350 | 18 | 368
32 | 4x16mmsq PVC/SWA/PVC armoured cable | Mts | 50 | 3 | 53
33 | 4x10mmsq PVC/SWA/PVC armoured cable | Mts | 0 | 0 | 0
34 | 4x6mmsq PVC/SWA/PVC armoured cable | Mts | 120 | 6 | 126
35 | 4x4mmsq PVC/SWA/PVC armoured cable | Mts | 0 | 0 | 0
36 | Cable terminating lugs | No. | 48 | 3 | 51
37 | Recline cable (25mmsq) | Mts | 140 | 7 | 147
38 | Earth wire for building (16mmsq) | Mts | 150 | 8 | 158
39 | Underground marking tape | Mts | 170 | 9 | 179
Total Amount for Materials
B | ELECTRICAL RETROFIT AND UPGRADE INSTALLATION COST FOR THE PHC
1 | Installation of all electrical works including the removal of all existing wirings and fittings, laying of armoured cable and connection of the PHC blocks to PV system distribution panel, breaking, laying of pipes and replastering of wall and making good all work area. | Lot |  | 0 | 0
Total for Retrofit Material and Installation

## 7.Daddu
A | BILL OF MATERIAL FOR DADDU PHC ELECTRICAL RETROFIT
S/No. | Material | Unit | QUANTITY | 5% PROVISION FOR SPARES | TOTAL QUANTITY | UNIT COST | AMOUNT
1 | Ceiling fan | No. | 18 | 1 | 19
2 | 18 Watts CFL | No. | 81 | 5 | 86
3 | Roof mounted luminaire | No. | 46 | 3 | 49
4 | Wall mounted luminaire | No. | 35 | 2 | 37
5 | 1 Gang light switch | No. | 19 | 1 | 20
6 | 2 Gang light switch | No. | 7 | 1 | 8
7 | 3 Gang light switch | No. | 1 | 1 | 2
8 | 13 Amp socket single | No. | 6 | 1 | 7
9 | 13 Amp socket double | No. | 7 | 1 | 8
10 | 15 Amp socket | No. | 0 | 0 | 0
11 | Junction box | No. | 121 | 7 | 128
12 | Single patress box (flush) | No. | 33 | 2 | 35
13 | Double patress box (flush) | No. | 7 | 1 | 8
14 | Single patress box (surface) | No. | 0 | 0 | 0
15 | Double patress box (surface) | No. | 0 | 0 | 0
16 | 25mm PVC pipes (25 numbers of 3Mts pipe per bundle) | bundle | 19.5333 | 1 | 20.5333
17 | PVC accessories, male bush, saddle clamp, angle bend,screws and pegs Packs (100 per pack) | packs | 5 | 1 | 6
18 | 100A distribution board | No. | 2 | 1 | 3
19 | 60A distribution board | No. | 4 | 1 | 5
20 | 30A distribution board | No. | 2 | 1 | 3
21 | 100A consumer unit | No. | 0 | 0 | 0
22 | 60A consumer unit | No. | 0 | 0 | 0
23 | 30A consumer unit | No. | 1 | 1 | 2
24 | 100A Residual current circuit breaker | No. | 2 | 1 | 3
25 | 60A Residual current circuit breaker | No. | 4 | 1 | 5
26 | 30A Residual current circuit breaker | No. | 3 | 1 | 4
27 | 100A change over | No. | 2 | 1 | 3
28 | 60A change over | No. | 4 | 1 | 5
29 | 30A change over | No. | 0 | 0 | 0
30 | 1.5mmsq cable (Twin & Earth) | Mts | 1040 | 52 | 1092
31 | 2.5mmsq cable (Twin & Earth) | Mts | 425 | 22 | 447
32 | 4x16mmsq PVC/SWA/PVC armoured cable | Mts | 160 | 8 | 168
33 | 4x10mmsq PVC/SWA/PVC armoured cable | Mts | 0 | 0 | 0
34 | 4x6mmsq PVC/SWA/PVC armoured cable | Mts | 180 | 9 | 189
35 | 4x4mmsq PVC/SWA/PVC armoured cable | Mts | 0 | 0 | 0
36 | Cable terminating lugs | No. | 80 | 4 | 84
37 | Recline cable (25mmsq) | Mts | 210 | 11 | 221
38 | Earth wire for building (16mmsq) | Mts | 310 | 16 | 326
39 | Underground marking tape | Mts | 340 | 17 | 357
Total Amount for Materials
B | ELECTRICAL RETROFIT AND UPGRADE INSTALLATION COST FOR THE PHC
1 | Installation of all electrical works including the removal of all existing wirings and fittings, laying of armoured cable and connection of the PHC blocks to PV system distribution panel, breaking, laying of pipes and replastering of wall and making good all work area. | Lot |  | 0 | 0
Total for Retrofit Material and Installation

## 8.Damakasuwa
A | BILL OF MATERIAL FOR DAMAKASUWA PHC ELECTRICAL RETROFIT
S/No. | Material | Unit | QUANTITY | 5% PROVISION FOR SPARES | TOTAL QUANTITY | UNIT COST | AMOUNT
1 | Ceiling fan | No. | 34 | 2 | 36
2 | 18 Watts CFL | No. | 290 | 15 | 305
3 | Roof mounted luminaire | No. | 138 | 7 | 145
4 | Wall mounted luminaire | No. | 17 | 1 | 18
5 | 1 Gang light switch | No. | 34 | 2 | 36
6 | 2 Gang light switch | No. | 6 | 1 | 7
7 | 3 Gang light switch | No. | 2 | 1 | 3
8 | 13 Amp socket single | No. | 46 | 3 | 49
9 | 13 Amp socket double | No. | 68 | 4 | 72
10 | 15 Amp socket | No. | 0 | 0 | 0
11 | Junction box | No. | 311 | 16 | 327
12 | Single patress box (flush) | No. | 88 | 5 | 93
13 | Double patress box (flush) | No. | 68 | 4 | 72
14 | Single patress box (surface) | No. | 0 | 0 | 0
15 | Double patress box (surface) | No. | 0 | 0 | 0
16 | 25mm PVC pipes (25 numbers of 3Mts pipe per bundle) | bundle | 37.4667 | 2 | 39.4667
17 | PVC accessories, male bush, saddle clamp, angle bend,screws and pegs Packs (100 per pack) | packs | 2 | 1 | 3
18 | 100A distribution board | No. | 2 | 1 | 3
19 | 60A distribution board | No. | 0 | 0 | 0
20 | 30A distribution board | No. | 0 | 0 | 0
21 | 100A consumer unit | No. | 2 | 1 | 3
22 | 60A consumer unit | No. | 0 | 0 | 0
23 | 30A consumer unit | No. | 1 | 1 | 2
24 | 100A Residual current circuit breaker | No. | 4 | 1 | 5
25 | 60A Residual current circuit breaker | No. | 0 | 0 | 0
26 | 30A Residual current circuit breaker | No. | 1 | 1 | 2
27 | 100A change over | No. | 2 | 1 | 3
28 | 60A change over | No. | 0 | 0 | 0
29 | 30A change over | No. | 0 | 0 | 0
30 | 1.5mmsq cable (Twin & Earth) | Mts | 1660 | 83 | 1743
31 | 2.5mmsq cable (Twin & Earth) | Mts | 1150 | 58 | 1208
32 | 4x16mmsq PVC/SWA/PVC armoured cable | Mts | 100 | 5 | 105
33 | 4x10mmsq PVC/SWA/PVC armoured cable | Mts | 0 | 0 | 0
34 | 4x6mmsq PVC/SWA/PVC armoured cable | Mts | 60 | 3 | 63
35 | 4x4mmsq PVC/SWA/PVC armoured cable | Mts | 0 | 0 | 0
36 | Cable terminating lugs | No. | 32 | 2 | 34
37 | Recline cable (25mmsq) | Mts | 60 | 3 | 63
38 | Earth wire for building (16mmsq) | Mts | 130 | 7 | 137
39 | Underground marking tape | Mts | 160 | 8 | 168
Total Amount for Materials
B | ELECTRICAL RETROFIT AND UPGRADE INSTALLATION COST FOR THE PHC
1 | Installation of all electrical works including the removal of all existing wirings and fittings, laying of armoured cable and connection of the PHC blocks to PV system distribution panel, breaking, laying of pipes and replastering of wall and making good all work area. | Lot |  | 0 | 0
Total for Retrofit Material and Installation

## 9.Damau
A | BILL OF MATERIAL FOR DAMAU PHC ELECTRICAL RETROFIT
S/No. | Material | Unit | QUANTITY | 5% PROVISION FOR SPARES | TOTAL QUANTITY | UNIT COST | AMOUNT
1 | Ceiling fan | No. | 16 | 1 | 17
2 | 18 Watts CFL | No. | 56 | 3 | 59
3 | Roof mounted luminaire | No. | 48 | 3 | 51
4 | Wall mounted luminaire | No. | 8 | 1 | 9
5 | 1 Gang light switch | No. | 17 | 1 | 18
6 | 2 Gang light switch | No. | 5 | 1 | 6
7 | 3 Gang light switch | No. | 0 | 0 | 0
8 | 13 Amp socket single | No. | 6 | 1 | 7
9 | 13 Amp socket double | No. | 6 | 1 | 7
10 | 15 Amp socket | No. | 0 | 0 | 0
11 | Junction box | No. | 0 | 0 | 0
12 | Single patress box (flush) | No. | 28 | 2 | 30
13 | Double patress box (flush) | No. | 6 | 1 | 7
14 | Single patress box (surface) | No. | 0 | 0 | 0
15 | Double patress box (surface) | No. | 0 | 0 | 0
16 | 25mm PVC pipes (25 numbers of 3Mts pipe per bundle) | bundle | 13.0667 | 1 | 14.0667
17 | PVC accessories, male bush, saddle clamp, angle bend,screws and pegs Packs (100 per pack) | packs | 1 | 1 | 2
18 | 100A distribution board | No. | 1 | 1 | 2
19 | 60A distribution board | No. | 0 | 0 | 0
20 | 30A distribution board | No. | 0 | 0 | 0
21 | 100A consumer unit | No. | 1 | 1 | 2
22 | 60A consumer unit | No. | 0 | 0 | 0
23 | 30A consumer unit | No. | 0 | 0 | 0
24 | 100A Residual current circuit breaker | No. | 2 | 1 | 3
25 | 60A Residual current circuit breaker | No. | 0 | 0 | 0
26 | 30A Residual current circuit breaker | No. | 0 | 0 | 0
27 | 100A change over | No. | 2 | 1 | 3
28 | 60A change over | No. | 0 | 0 | 0
29 | 30A change over | No. | 0 | 0 | 0
30 | 1.5mmsq cable (Twin & Earth) | Mts | 770 | 39 | 809
31 | 2.5mmsq cable (Twin & Earth) | Mts | 210 | 11 | 221
32 | 4x16mmsq PVC/SWA/PVC armoured cable | Mts | 50 | 3 | 53
33 | 4x10mmsq PVC/SWA/PVC armoured cable | Mts | 0 | 0 | 0
34 | 4x6mmsq PVC/SWA/PVC armoured cable | Mts | 0 | 0 | 0
35 | 4x4mmsq PVC/SWA/PVC armoured cable | Mts | 0 | 0 | 0
36 | Cable terminating lugs | No. | 16 | 1 | 17
37 | Recline cable (25mmsq) | Mts | 40 | 2 | 42
38 | Earth wire for building (16mmsq) | Mts | 50 | 3 | 53
39 | Underground marking tape | Mts | 50 | 3 | 53
Total Amount for Materials
B | ELECTRICAL RETROFIT AND UPGRADE INSTALLATION COST FOR THE PHC
1 | Installation of all electrical works including the removal of all existing wirings and fittings, laying of armoured cable and connection of the PHC blocks to PV system distribution panel, breaking, laying of pipes and replastering of wall and making good all work area. | Lot |  | 0 | 0
Total for Retrofit Material and Installation

## 10.Dan Alhaji
A | BILL OF MATERIAL FOR DAN ALHAJI PHC ELECTRICAL RETROFIT
S/No. | Material | Unit | QUANTITY | 5% PROVISION FOR SPARES | TOTAL QUANTITY | UNIT COST | AMOUNT
1 | Ceiling fan | No. | 21 | 2 | 23
2 | 18 Watts CFL | No. | 59 | 3 | 62
3 | Roof mounted luminaire | No. | 46 | 3 | 49
4 | Wall mounted luminaire | No. | 13 | 1 | 14
5 | 1 Gang light switch | No. | 23 | 2 | 25
6 | 2 Gang light switch | No. | 2 | 1 | 3
7 | 3 Gang light switch | No. | 0 | 0 | 0
8 | 13 Amp socket single | No. | 21 | 2 | 23
9 | 13 Amp socket double | No. | 4 | 1 | 5
10 | 15 Amp socket | No. | 0 | 0 | 0
11 | Junction box | No. | 109 | 6 | 115
12 | Single patress box (flush) | No. | 46 | 3 | 49
13 | Double patress box (flush) | No. | 4 | 1 | 5
14 | Single patress box (surface) | No. | 0 | 0 | 0
15 | Double patress box (surface) | No. | 0 | 0 | 0
16 | 25mm PVC pipes (25 numbers of 3Mts pipe per bundle) | bundle | 17.2 | 1 | 18.2
17 | PVC accessories, male bush, saddle clamp, angle bend,screws and pegs Packs (100 per pack) | packs | 3 | 1 | 4
18 | 100A distribution board | No. | 1 | 1 | 2
19 | 60A distribution board | No. | 2 | 1 | 3
20 | 30A distribution board | No. | 0 | 0 | 0
21 | 100A consumer unit | No. | 1 | 1 | 2
22 | 60A consumer unit | No. | 2 | 1 | 3
23 | 30A consumer unit | No. | 0 | 0 | 0
24 | 100A Residual current circuit breaker | No. | 2 | 1 | 3
25 | 60A Residual current circuit breaker | No. | 4 | 1 | 5
26 | 30A Residual current circuit breaker | No. | 0 | 0 | 0
27 | 100A change over | No. | 2 | 1 | 3
28 | 60A change over | No. | 4 | 1 | 5
29 | 30A change over | No. | 0 | 0 | 0
30 | 1.5mmsq cable (Twin & Earth) | Mts | 910 | 46 | 956
31 | 2.5mmsq cable (Twin & Earth) | Mts | 380 | 19 | 399
32 | 4x16mmsq PVC/SWA/PVC armoured cable | Mts | 260 | 13 | 273
33 | 4x10mmsq PVC/SWA/PVC armoured cable | Mts | 0 | 0 | 0
34 | 4x6mmsq PVC/SWA/PVC armoured cable | Mts | 0 | 0 | 0
35 | 4x4mmsq PVC/SWA/PVC armoured cable | Mts | 0 | 0 | 0
36 | Cable terminating lugs | No. | 48 | 3 | 51
37 | Recline cable (25mmsq) | Mts | 150 | 8 | 158
38 | Earth wire for building (16mmsq) | Mts | 150 | 8 | 158
39 | Underground marking tape | Mts | 260 | 13 | 273
Total Amount for Materials
B | ELECTRICAL RETROFIT AND UPGRADE INSTALLATION COST FOR THE PHC
1 | Installation of all electrical works including the removal of all existing wirings and fittings, laying of armoured cable and connection of the PHC blocks to PV system distribution panel, breaking, laying of pipes and replastering of wall and making good all work area. | Lot |  | 0 | 0
Total for Retrofit Material and Installation

## 11.Danjinjiri
A | BILL OF MATERIAL FOR DANJINJIRI PHC ELECTRICAL RETROFIT
S/No. | Material | Unit | QUANTITY | 5% PROVISION FOR SPARES | TOTAL QUANTITY | UNIT COST | AMOUNT
1 | Ceiling fan | No. | 7 | 1 | 8
2 | 18 Watts CFL | No. | 24 | 2 | 26
3 | Roof mounted luminaire | No. | 18 | 1 | 19
4 | Wall mounted luminaire | No. | 7 | 1 | 8
5 | 1 Gang light switch | No. | 5 | 1 | 6
6 | 2 Gang light switch | No. | 3 | 1 | 4
7 | 3 Gang light switch | No. | 0 | 0 | 0
8 | 13 Amp socket single | No. | 5 | 1 | 6
9 | 13 Amp socket double | No. | 3 | 1 | 4
10 | 15 Amp socket | No. | 0 | 0 | 0
11 | Junction box | No. | 41 | 3 | 44
12 | Single patress box (flush) | No. | 13 | 1 | 14
13 | Double patress box (flush) | No. | 3 | 1 | 4
14 | Single patress box (surface) | No. | 0 | 0 | 0
15 | Double patress box (surface) | No. | 0 | 0 | 0
16 | 25mm PVC pipes (25 numbers of 3Mts pipe per bundle) | bundle | 6.5333 | 1 | 7.5333
17 | PVC accessories, male bush, saddle clamp, angle bend,screws and pegs Packs (100 per pack) | packs | 2 | 1 | 3
18 | 100A distribution board | No. | 1 | 1 | 2
19 | 60A distribution board | No. | 0 | 0 | 0
20 | 30A distribution board | No. | 0 | 0 | 0
21 | 100A consumer unit | No. | 1 | 1 | 2
22 | 60A consumer unit | No. | 0 | 0 | 0
23 | 30A consumer unit | No. | 1 | 1 | 2
24 | 100A Residual current circuit breaker | No. | 2 | 1 | 3
25 | 60A Residual current circuit breaker | No. | 0 | 0 | 0
26 | 30A Residual current circuit breaker | No. | 1 | 1 | 2
27 | 100A change over | No. | 2 | 1 | 3
28 | 60A change over | No. | 0 | 0 | 0
29 | 30A change over | No. | 0 | 0 | 0
30 | 1.5mmsq cable (Twin & Earth) | Mts | 350 | 18 | 368
31 | 2.5mmsq cable (Twin & Earth) | Mts | 140 | 7 | 147
32 | 4x16mmsq PVC/SWA/PVC armoured cable | Mts | 100 | 5 | 105
33 | 4x10mmsq PVC/SWA/PVC armoured cable | Mts | 0 | 0 | 0
34 | 4x6mmsq PVC/SWA/PVC armoured cable | Mts | 50 | 3 | 53
35 | 4x4mmsq PVC/SWA/PVC armoured cable | Mts | 0 | 0 | 0
36 | Cable terminating lugs | No. | 24 | 2 | 26
37 | Recline cable (25mmsq) | Mts | 60 | 3 | 63
38 | Earth wire for building (16mmsq) | Mts | 120 | 6 | 126
39 | Underground marking tape | Mts | 160 | 8 | 168
Total Amount for Materials
B | ELECTRICAL RETROFIT AND UPGRADE INSTALLATION COST FOR THE PHC
1 | Installation of all electrical works including the removal of all existing wirings and fittings, laying of armoured cable and connection of the PHC blocks to PV system distribution panel, breaking, laying of pipes and replastering of wall and making good all work area. | Lot |  | 0 | 0
Total for Retrofit Material and Installation

## 12.Danguzuri
A | BILL OF MATERIAL FOR DANGUZURI PHC ELECTRICAL RETROFIT
S/No. | Material | Unit | QUANTITY | 5% PROVISION FOR SPARES | TOTAL QUANTITY | UNIT COST | AMOUNT
1 | Ceiling fan | No. | 22 | 2 | 24
2 | 18 Watts CFL | No. | 88 | 5 | 93
3 | Roof mounted luminaire | No. | 67 | 4 | 71
4 | Wall mounted luminaire | No. | 21 | 2 | 23
5 | 1 Gang light switch | No. | 28 | 2 | 30
6 | 2 Gang light switch | No. | 6 | 1 | 7
7 | 3 Gang light switch | No. | 3 | 1 | 4
8 | 13 Amp socket single | No. | 17 | 1 | 18
9 | 13 Amp socket double | No. | 5 | 1 | 6
10 | 15 Amp socket | No. | 1 | 1 | 2
11 | Junction box | No. | 147 | 8 | 155
12 | Single patress box (flush) | No. | 54 | 3 | 57
13 | Double patress box (flush) | No. | 5 | 1 | 6
14 | Single patress box (surface) | No. | 0 | 0 | 0
15 | Double patress box (surface) | No. | 0 | 0 | 0
16 | 25mm PVC pipes (25 numbers of 3Mts pipe per bundle) | bundle | 19.3467 | 1 | 20.3467
17 | PVC accessories, male bush, saddle clamp, angle bend,screws and pegs Packs (100 per pack) | packs | 3 | 1 | 4
18 | 100A distribution board | No. | 2 | 1 | 3
19 | 60A distribution board | No. | 0 | 0 | 0
20 | 30A distribution board | No. | 0 | 0 | 0
21 | 100A consumer unit | No. | 2 | 1 | 3
22 | 60A consumer unit | No. | 0 | 0 | 0
23 | 30A consumer unit | No. | 1 | 1 | 2
24 | 100A Residual current circuit breaker | No. | 4 | 1 | 5
25 | 60A Residual current circuit breaker | No. | 0 | 0 | 0
26 | 30A Residual current circuit breaker | No. | 1 | 1 | 2
27 | 100A change over | No. | 4 | 1 | 5
28 | 60A change over | No. | 0 | 0 | 0
29 | 30A change over | No. | 0 | 0 | 0
30 | 1.5mmsq cable (Twin & Earth) | Mts | 1140 | 57 | 1197
31 | 2.5mmsq cable (Twin & Earth) | Mts | 311 | 16 | 327
32 | 4x16mmsq PVC/SWA/PVC armoured cable | Mts | 200 | 10 | 210
33 | 4x10mmsq PVC/SWA/PVC armoured cable | Mts | 0 | 0 | 0
34 | 4x6mmsq PVC/SWA/PVC armoured cable | Mts | 100 | 5 | 105
35 | 4x4mmsq PVC/SWA/PVC armoured cable | Mts | 0 | 0 | 0
36 | Cable terminating lugs | No. | 40 | 2 | 42
37 | Recline cable (25mmsq) | Mts | 100 | 5 | 105
38 | Earth wire for building (16mmsq) | Mts | 150 | 8 | 158
39 | Underground marking tape | Mts | 300 | 15 | 315
Total Amount for Materials
B | ELECTRICAL RETROFIT AND UPGRADE INSTALLATION COST FOR THE PHC
1 | Installation of all electrical works including the removal of all existing wirings and fittings, laying of armoured cable and connection of the PHC blocks to PV system distribution panel, breaking, laying of pipes and replastering of wall and making good all work area. | Lot |  | 0 | 0
Total for Retrofit Material and Installation

## 13.Danwata
A | BILL OF MATERIAL FOR DANWATA PHC ELECTRICAL RETROFIT
S/No. | Material | Unit | QUANTITY | 5% PROVISION FOR SPARES | TOTAL QUANTITY | UNIT COST | AMOUNT
1 | Ceiling fan | No. | 6 | 1 | 7
2 | 18 Watts CFL | No. | 20 | 1 | 21
3 | Roof mounted luminaire | No. | 12 | 1 | 13
4 | Wall mounted luminaire | No. | 8 | 1 | 9
5 | 1 Gang light switch | No. | 4 | 1 | 5
6 | 2 Gang light switch | No. | 1 | 1 | 2
7 | 3 Gang light switch | No. | 0 | 0 | 0
8 | 13 Amp socket single | No. | 6 | 1 | 7
9 | 13 Amp socket double | No. | 1 | 1 | 2
10 | 15 Amp socket | No. | 0 | 0 | 0
11 | Junction box | No. | 32 | 2 | 34
12 | Single patress box (flush) | No. | 11 | 1 | 12
13 | Double patress box (flush) | No. | 1 | 1 | 2
14 | Single patress box (surface) | No. | 0 | 0 | 0
15 | Double patress box (surface) | No. | 0 | 0 | 0
16 | 25mm PVC pipes (25 numbers of 3Mts pipe per bundle) | bundle | 5.0667 | 1 | 6.0667
17 | PVC accessories, male bush, saddle clamp, angle bend,screws and pegs Packs (100 per pack) | packs | 1 | 1 | 2
18 | 100A distribution board | No. | 1 | 1 | 2
19 | 60A distribution board | No. | 0 | 0 | 0
20 | 30A distribution board | No. | 0 | 0 | 0
21 | 100A consumer unit | No. | 1 | 1 | 2
22 | 60A consumer unit | No. | 0 | 0 | 0
23 | 30A consumer unit | No. | 0 | 0 | 0
24 | 100A Residual current circuit breaker | No. | 2 | 1 | 3
25 | 60A Residual current circuit breaker | No. | 0 | 0 | 0
26 | 30A Residual current circuit breaker | No. | 0 | 0 | 0
27 | 100A change over | No. | 2 | 1 | 3
28 | 60A change over | No. | 0 | 0 | 0
29 | 30A change over | No. | 0 | 0 | 0
30 | 1.5mmsq cable (Twin & Earth) | Mts | 250 | 13 | 263
31 | 2.5mmsq cable (Twin & Earth) | Mts | 130 | 7 | 137
32 | 4x16mmsq PVC/SWA/PVC armoured cable | Mts | 60 | 3 | 63
33 | 4x10mmsq PVC/SWA/PVC armoured cable | Mts | 0 | 0 | 0
34 | 4x6mmsq PVC/SWA/PVC armoured cable | Mts | 0 | 0 | 0
35 | 4x4mmsq PVC/SWA/PVC armoured cable | Mts | 0 | 0 | 0
36 | Cable terminating lugs | No. | 16 | 1 | 17
37 | Recline cable (25mmsq) | Mts | 50 | 3 | 53
38 | Earth wire for building (16mmsq) | Mts | 50 | 3 | 53
39 | Underground marking tape | Mts | 60 | 3 | 63
Total Amount for Materials
B | ELECTRICAL RETROFIT AND UPGRADE INSTALLATION COST FOR THE PHC
1 | Installation of all electrical works including the removal of all existing wirings and fittings, laying of armoured cable and connection of the PHC blocks to PV system distribution panel, breaking, laying of pipes and replastering of wall and making good all work area. | Lot |  | 0 | 0
Total for Retrofit Material and Installation

## 14.Fai
A | BILL OF MATERIAL FOR FAI PHC ELECTRICAL RETROFIT
S/No. | Material | Unit | QUANTITY | 5% PROVISION FOR SPARES | TOTAL QUANTITY | UNIT COST | AMOUNT
1 | Ceiling fan | No. | 9 | 1 | 10
2 | 18 Watts CFL | No. | 33 | 2 | 35
3 | Roof mounted luminaire | No. | 25 | 2 | 27
4 | Wall mounted luminaire | No. | 8 | 1 | 9
5 | 1 Gang light switch | No. | 10 | 1 | 11
6 | 2 Gang light switch | No. | 3 | 1 | 4
7 | 3 Gang light switch | No. | 0 | 0 | 0
8 | 13 Amp socket single | No. | 8 | 1 | 9
9 | 13 Amp socket double | No. | 2 | 1 | 3
10 | 15 Amp socket | No. | 0 | 0 | 0
11 | Junction box | No. | 56 | 3 | 59
12 | Single patress box (flush) | No. | 21 | 2 | 23
13 | Double patress box (flush) | No. | 2 | 1 | 3
14 | Single patress box (surface) | No. | 0 | 0 | 0
15 | Double patress box (surface) | No. | 0 | 0 | 0
16 | 25mm PVC pipes (25 numbers of 3Mts pipe per bundle) | bundle | 8.5333 | 1 | 9.5333
17 | PVC accessories, male bush, saddle clamp, angle bend,screws and pegs Packs (100 per pack) | packs | 2 | 1 | 3
18 | 100A distribution board | No. | 1 | 1 | 2
19 | 60A distribution board | No. | 0 | 0 | 0
20 | 30A distribution board | No. | 0 | 0 | 0
21 | 100A consumer unit | No. | 1 | 1 | 2
22 | 60A consumer unit | No. | 0 | 0 | 0
23 | 30A consumer unit | No. | 1 | 1 | 2
24 | 100A Residual current circuit breaker | No. | 2 | 1 | 3
25 | 60A Residual current circuit breaker | No. | 0 | 0 | 0
26 | 30A Residual current circuit breaker | No. | 1 | 1 | 2
27 | 100A change over | No. | 2 | 1 | 3
28 | 60A change over | No. | 0 | 0 | 0
29 | 30A change over | No. | 0 | 0 | 0
30 | 1.5mmsq cable (Twin & Earth) | Mts | 470 | 24 | 494
31 | 2.5mmsq cable (Twin & Earth) | Mts | 170 | 9 | 179
32 | 4x16mmsq PVC/SWA/PVC armoured cable | Mts | 100 | 5 | 105
33 | 4x10mmsq PVC/SWA/PVC armoured cable | Mts | 0 | 0 | 0
34 | 4x6mmsq PVC/SWA/PVC armoured cable | Mts | 50 | 3 | 53
35 | 4x4mmsq PVC/SWA/PVC armoured cable | Mts | 0 | 0 | 0
36 | Cable terminating lugs | No. | 24 | 2 | 26
37 | Recline cable (25mmsq) | Mts | 60 | 3 | 63
38 | Earth wire for building (16mmsq) | Mts | 130 | 7 | 137
39 | Underground marking tape | Mts | 160 | 8 | 168
Total Amount for Materials
B | ELECTRICAL RETROFIT AND UPGRADE INSTALLATION COST FOR THE PHC
1 | Installation of all electrical works including the removal of all existing wirings and fittings, laying of armoured cable and connection of the PHC blocks to PV system distribution panel, breaking, laying of pipes and replastering of wall and making good all work area. | Lot |  | 0 | 0
Total for Retrofit Material and Installation

## 15.Galadimawa
A | BILL OF MATERIAL FOR GALADIMAWA PHC ELECTRICAL RETROFIT
S/No. | Material | Unit | QUANTITY | 5% PROVISION FOR SPARES | TOTAL QUANTITY | UNIT COST | AMOUNT
1 | Ceiling fan | No. | 23 | 2 | 25
2 | 18 Watts CFL | No. | 106 | 6 | 112
3 | Roof mounted luminaire | No. | 87 | 5 | 92
4 | Wall mounted luminaire | No. | 19 | 1 | 20
5 | 1 Gang light switch | No. | 25 | 2 | 27
6 | 2 Gang light switch | No. | 6 | 1 | 7
7 | 3 Gang light switch | No. | 2 | 1 | 3
8 | 13 Amp socket single | No. | 25 | 2 | 27
9 | 13 Amp socket double | No. | 4 | 1 | 5
10 | 15 Amp socket | No. | 9 | 1 | 10
11 | Junction box | No. | 168 | 9 | 177
12 | Single patress box (flush) | No. | 58 | 3 | 61
13 | Double patress box (flush) | No. | 4 | 1 | 5
14 | Single patress box (surface) | No. | 0 | 0 | 0
15 | Double patress box (surface) | No. | 0 | 0 | 0
16 | 25mm PVC pipes (25 numbers of 3Mts pipe per bundle) | bundle | 34.1333 | 2 | 36.1333
17 | PVC accessories, male bush, saddle clamp, angle bend,screws and pegs Packs (100 per pack) | packs | 2 | 1 | 3
18 | 100A distribution board | No. | 4 | 1 | 5
19 | 60A distribution board | No. | 0 | 0 | 0
20 | 30A distribution board | No. | 0 | 0 | 0
21 | 100A consumer unit | No. | 0 | 0 | 0
22 | 60A consumer unit | No. | 0 | 0 | 0
23 | 30A consumer unit | No. | 1 | 1 | 2
24 | 100A Residual current circuit breaker | No. | 4 | 1 | 5
25 | 60A Residual current circuit breaker | No. | 0 | 0 | 0
26 | 30A Residual current circuit breaker | No. | 1 | 1 | 2
27 | 100A change over | No. | 2 | 1 | 3
28 | 60A change over | No. | 0 | 0 | 0
29 | 30A change over | No. | 0 | 0 | 0
30 | 1.5mmsq cable (Twin & Earth) | Mts | 1500 | 75 | 1575
31 | 2.5mmsq cable (Twin & Earth) | Mts | 1060 | 53 | 1113
32 | 4x16mmsq PVC/SWA/PVC armoured cable | Mts | 100 | 5 | 105
33 | 4x10mmsq PVC/SWA/PVC armoured cable | Mts | 0 | 0 | 0
34 | 4x6mmsq PVC/SWA/PVC armoured cable | Mts | 50 | 3 | 53
35 | 4x4mmsq PVC/SWA/PVC armoured cable | Mts | 0 | 0 | 0
36 | Cable terminating lugs | No. | 32 | 2 | 34
37 | Recline cable (25mmsq) | Mts | 60 | 3 | 63
38 | Earth wire for building (16mmsq) | Mts | 120 | 6 | 126
39 | Underground marking tape | Mts | 150 | 8 | 158
Total Amount for Materials
B | ELECTRICAL RETROFIT AND UPGRADE INSTALLATION COST FOR THE PHC
1 | Installation of all electrical works including the removal of all existing wirings and fittings, laying of armoured cable and connection of the PHC blocks to PV system distribution panel, breaking, laying of pipes and replastering of wall and making good all work area. | Lot |  | 0 | 0
Total for Retrofit Material and Installation

## 16.Gangara
A | BILL OF MATERIAL FOR GANGARA PHC ELECTRICAL RETROFIT
S/No. | Material | Unit | QUANTITY | 5% PROVISION FOR SPARES | TOTAL QUANTITY | UNIT COST | AMOUNT
1 | Ceiling fan | No. | 26 | 2 | 28
2 | 18 Watts CFL | No. | 90 | 5 | 95
3 | Roof mounted luminaire | No. | 63 | 4 | 67
4 | Wall mounted luminaire | No. | 27 | 2 | 29
5 | 1 Gang light switch | No. | 25 | 2 | 27
6 | 2 Gang light switch | No. | 8 | 1 | 9
7 | 3 Gang light switch | No. | 1 | 1 | 2
8 | 13 Amp socket single | No. | 15 | 1 | 16
9 | 13 Amp socket double | No. | 7 | 1 | 8
10 | 15 Amp socket | No. | 0 | 0 | 0
11 | Junction box | No. | 146 | 8 | 154
12 | Single patress box (flush) | No. | 49 | 3 | 52
13 | Double patress box (flush) | No. | 7 | 1 | 8
14 | Single patress box (surface) | No. | 0 | 0 | 0
15 | Double patress box (surface) | No. | 0 | 0 | 0
16 | 25mm PVC pipes (25 numbers of 3Mts pipe per bundle) | bundle | 24.8 | 2 | 26.8
17 | PVC accessories, male bush, saddle clamp, angle bend,screws and pegs Packs (100 per pack) | packs | 5 | 1 | 6
18 | 100A distribution board | No. | 4 | 1 | 5
19 | 60A distribution board | No. | 4 | 1 | 5
20 | 30A distribution board | No. | 0 | 0 | 0
21 | 100A consumer unit | No. | 0 | 0 | 0
22 | 60A consumer unit | No. | 0 | 0 | 0
23 | 30A consumer unit | No. | 1 | 1 | 2
24 | 100A Residual current circuit breaker | No. | 4 | 1 | 5
25 | 60A Residual current circuit breaker | No. | 4 | 1 | 5
26 | 30A Residual current circuit breaker | No. | 1 | 1 | 2
27 | 100A change over | No. | 4 | 1 | 5
28 | 60A change over | No. | 4 | 1 | 5
29 | 30A change over | No. | 0 | 0 | 0
30 | 1.5mmsq cable (Twin & Earth) | Mts | 1310 | 66 | 1376
31 | 2.5mmsq cable (Twin & Earth) | Mts | 550 | 28 | 578
32 | 4x16mmsq PVC/SWA/PVC armoured cable | Mts | 400 | 20 | 420
33 | 4x10mmsq PVC/SWA/PVC armoured cable | Mts | 0 | 0 | 0
34 | 4x6mmsq PVC/SWA/PVC armoured cable | Mts | 100 | 5 | 105
35 | 4x4mmsq PVC/SWA/PVC armoured cable | Mts | 0 | 0 | 0
36 | Cable terminating lugs | No. | 80 | 4 | 84
37 | Recline cable (25mmsq) | Mts | 270 | 14 | 284
38 | Earth wire for building (16mmsq) | Mts | 310 | 16 | 326
39 | Underground marking tape | Mts | 500 | 25 | 525
Total Amount for Materials
B | ELECTRICAL RETROFIT AND UPGRADE INSTALLATION COST FOR THE PHC
1 | Installation of all electrical works including the removal of all existing wirings and fittings, laying of armoured cable and connection of the PHC blocks to PV system distribution panel, breaking, laying of pipes and replastering of wall and making good all work area. | Lot |  | 0 | 0
Total for Retrofit Material and Installation

## 17.Garu Kurama
A | BILL OF MATERIAL FOR GARU KURAMA PHC ELECTRICAL RETROFIT
S/No. | Material | Unit | QUANTITY | 5% PROVISION FOR SPARES | TOTAL QUANTITY | UNIT COST | AMOUNT
1 | Ceiling fan | No. | 12 | 1 | 13
2 | 18 Watts CFL | No. | 48 | 3 | 51
3 | Roof mounted luminaire | No. | 37 | 2 | 39
4 | Wall mounted luminaire | No. | 11 | 1 | 12
5 | 1 Gang light switch | No. | 12 | 1 | 13
6 | 2 Gang light switch | No. | 3 | 1 | 4
7 | 3 Gang light switch | No. | 1 | 1 | 2
8 | 13 Amp socket single | No. | 9 | 1 | 10
9 | 13 Amp socket double | No. | 3 | 1 | 4
10 | 15 Amp socket | No. | 0 | 0 | 0
11 | Junction box | No. | 76 | 4 | 80
12 | Single patress box (flush) | No. | 25 | 2 | 27
13 | Double patress box (flush) | No. | 3 | 1 | 4
14 | Single patress box (surface) | No. | 0 | 0 | 0
15 | Double patress box (surface) | No. | 0 | 0 | 0
16 | 25mm PVC pipes (25 numbers of 3Mts pipe per bundle) | bundle | 12.9333 | 1 | 13.9333
17 | PVC accessories, male bush, saddle clamp, angle bend,screws and pegs Packs (100 per pack) | packs | 3 | 1 | 4
18 | 100A distribution board | No. | 1 | 1 | 2
19 | 60A distribution board | No. | 0 | 0 | 0
20 | 30A distribution board | No. | 0 | 0 | 0
21 | 100A consumer unit | No. | 1 | 1 | 2
22 | 60A consumer unit | No. | 0 | 0 | 0
23 | 30A consumer unit | No. | 2 | 1 | 3
24 | 100A Residual current circuit breaker | No. | 2 | 1 | 3
25 | 60A Residual current circuit breaker | No. | 0 | 0 | 0
26 | 30A Residual current circuit breaker | No. | 2 | 1 | 3
27 | 100A change over | No. | 2 | 1 | 3
28 | 60A change over | No. | 0 | 0 | 0
29 | 30A change over | No. | 0 | 0 | 0
30 | 1.5mmsq cable (Twin & Earth) | Mts | 740 | 37 | 777
31 | 2.5mmsq cable (Twin & Earth) | Mts | 230 | 12 | 242
32 | 4x16mmsq PVC/SWA/PVC armoured cable | Mts | 80 | 4 | 84
33 | 4x10mmsq PVC/SWA/PVC armoured cable | Mts | 0 | 0 | 0
34 | 4x6mmsq PVC/SWA/PVC armoured cable | Mts | 150 | 8 | 158
35 | 4x4mmsq PVC/SWA/PVC armoured cable | Mts | 0 | 0 | 0
36 | Cable terminating lugs | No. | 32 | 2 | 34
37 | Recline cable (25mmsq) | Mts | 50 | 3 | 53
38 | Earth wire for building (16mmsq) | Mts | 150 | 8 | 158
39 | Underground marking tape | Mts | 230 | 12 | 242
Total Amount for Materials
B | ELECTRICAL RETROFIT AND UPGRADE INSTALLATION COST FOR THE PHC
1 | Installation of all electrical works including the removal of all existing wirings and fittings, laying of armoured cable and connection of the PHC blocks to PV system distribution panel, breaking, laying of pipes and replastering of wall and making good all work area. | Lot |  | 0 | 0
Total for Retrofit Material and Installation

## 18.Geshere
A | BILL OF MATERIAL FOR GESHERE PHC ELECTRICAL RETROFIT
S/No. | Material | Unit | QUANTITY | 5% PROVISION FOR SPARES | TOTAL QUANTITY | UNIT COST | AMOUNT
1 | Ceiling fan | No. | 22 | 2 | 24
2 | 18 Watts CFL | No. | 77 | 4 | 81
3 | Roof mounted luminaire | No. | 59 | 3 | 62
4 | Wall mounted luminaire | No. | 18 | 1 | 19
5 | 1 Gang light switch | No. | 26 | 2 | 28
6 | 2 Gang light switch | No. | 4 | 1 | 5
7 | 3 Gang light switch | No. | 1 | 1 | 2
8 | 13 Amp socket single | No. | 19 | 1 | 20
9 | 13 Amp socket double | No. | 6 | 1 | 7
10 | 15 Amp socket | No. | 0 | 0 | 0
11 | Junction box | No. | 133 | 7 | 140
12 | Single patress box (flush) | No. | 50 | 3 | 53
13 | Double patress box (flush) | No. | 6 | 1 | 7
14 | Single patress box (surface) | No. | 0 | 0 | 0
15 | Double patress box (surface) | No. | 0 | 0 | 0
16 | 25mm PVC pipes (25 numbers of 3Mts pipe per bundle) | bundle | 20.2667 | 2 | 22.2667
17 | PVC accessories, male bush, saddle clamp, angle bend,screws and pegs Packs (100 per pack) | packs | 2 | 1 | 3
18 | 100A distribution board | No. | 2 | 1 | 3
19 | 60A distribution board | No. | 0 | 0 | 0
20 | 30A distribution board | No. | 0 | 0 | 0
21 | 100A consumer unit | No. | 0 | 0 | 0
22 | 60A consumer unit | No. | 0 | 0 | 0
23 | 30A consumer unit | No. | 1 | 1 | 2
24 | 100A Residual current circuit breaker | No. | 2 | 1 | 3
25 | 60A Residual current circuit breaker | No. | 0 | 0 | 0
26 | 30A Residual current circuit breaker | No. | 1 | 1 | 2
27 | 100A change over | No. | 2 | 1 | 3
28 | 60A change over | No. | 0 | 0 | 0
29 | 30A change over | No. | 0 | 0 | 0
30 | 1.5mmsq cable (Twin & Earth) | Mts | 990 | 50 | 1040
31 | 2.5mmsq cable (Twin & Earth) | Mts | 530 | 27 | 557
32 | 4x16mmsq PVC/SWA/PVC armoured cable | Mts | 100 | 5 | 105
33 | 4x10mmsq PVC/SWA/PVC armoured cable | Mts | 0 | 0 | 0
34 | 4x6mmsq PVC/SWA/PVC armoured cable | Mts | 60 | 3 | 63
35 | 4x4mmsq PVC/SWA/PVC armoured cable | Mts | 0 | 0 | 0
36 | Cable terminating lugs | No. | 24 | 2 | 26
37 | Recline cable (25mmsq) | Mts | 120 | 6 | 126
38 | Earth wire for building (16mmsq) | Mts | 130 | 7 | 137
39 | Underground marking tape | Mts | 160 | 8 | 168
Total Amount for Materials
B | ELECTRICAL RETROFIT AND UPGRADE INSTALLATION COST FOR THE PHC
1 | Installation of all electrical works including the removal of all existing wirings and fittings, laying of armoured cable and connection of the PHC blocks to PV system distribution panel, breaking, laying of pipes and replastering of wall and making good all work area. | Lot |  | 0 | 0
Total for Retrofit Material and Installation

## 19.Gidan Tagwai
A | BILL OF MATERIAL FOR GIDAN TAGWAI PHC ELECTRICAL RETROFIT
S/No. | Material | Unit | QUANTITY | 5% PROVISION FOR SPARES | TOTAL QUANTITY | UNIT COST | AMOUNT
1 | Ceiling fan | No. | 11 | 1 | 12
2 | 18 Watts CFL | No. | 43 | 3 | 46
3 | Roof mounted luminaire | No. | 32 | 2 | 34
4 | Wall mounted luminaire | No. | 11 | 1 | 12
5 | 1 Gang light switch | No. | 13 | 1 | 14
6 | 2 Gang light switch | No. | 2 | 1 | 3
7 | 3 Gang light switch | No. | 1 | 1 | 2
8 | 13 Amp socket single | No. | 7 | 1 | 8
9 | 13 Amp socket double | No. | 5 | 1 | 6
10 | 15 Amp socket | No. | 0 | 0 | 0
11 | Junction box | No. | 71 | 4 | 75
12 | Single patress box (flush) | No. | 23 | 2 | 25
13 | Double patress box (flush) | No. | 5 | 1 | 6
14 | Single patress box (surface) | No. | 0 | 0 | 0
15 | Double patress box (surface) | No. | 0 | 0 | 0
16 | 25mm PVC pipes (25 numbers of 3Mts pipe per bundle) | bundle | 9.2 | 1 | 10.2
17 | PVC accessories, male bush, saddle clamp, angle bend,screws and pegs Packs (100 per pack) | packs | 1 | 1 | 2
18 | 100A distribution board | No. | 1 | 1 | 2
19 | 60A distribution board | No. | 0 | 0 | 0
20 | 30A distribution board | No. | 0 | 0 | 0
21 | 100A consumer unit | No. | 1 | 1 | 2
22 | 60A consumer unit | No. | 0 | 0 | 0
23 | 30A consumer unit | No. | 0 | 0 | 0
24 | 100A Residual current circuit breaker | No. | 2 | 1 | 3
25 | 60A Residual current circuit breaker | No. | 0 | 0 | 0
26 | 30A Residual current circuit breaker | No. | 0 | 0 | 0
27 | 100A change over | No. | 2 | 1 | 3
28 | 60A change over | No. | 0 | 0 | 0
29 | 30A change over | No. | 0 | 0 | 0
30 | 1.5mmsq cable (Twin & Earth) | Mts | 570 | 29 | 599
31 | 2.5mmsq cable (Twin & Earth) | Mts | 120 | 6 | 126
32 | 4x16mmsq PVC/SWA/PVC armoured cable | Mts | 100 | 5 | 105
33 | 4x10mmsq PVC/SWA/PVC armoured cable | Mts | 0 | 0 | 0
34 | 4x6mmsq PVC/SWA/PVC armoured cable | Mts | 0 | 0 | 0
35 | 4x4mmsq PVC/SWA/PVC armoured cable | Mts | 0 | 0 | 0
36 | Cable terminating lugs | No. | 16 | 1 | 17
37 | Recline cable (25mmsq) | Mts | 60 | 3 | 63
38 | Earth wire for building (16mmsq) | Mts | 60 | 3 | 63
39 | Underground marking tape | Mts | 100 | 5 | 105
Total Amount for Materials
B | ELECTRICAL RETROFIT AND UPGRADE INSTALLATION COST FOR THE PHC
1 | Installation of all electrical works including the removal of all existing wirings and fittings, laying of armoured cable and connection of the PHC blocks to PV system distribution panel, breaking, laying of pipes and replastering of wall and making good all work area. | Lot |  | 0 | 0
Total for Retrofit Material and Installation

## 20.Gidan Waya
A | BILL OF MATERIAL FOR GIDAN WAYA PHC ELECTRICAL RETROFIT
S/No. | Material | Unit | QUANTITY | 5% PROVISION FOR SPARES | TOTAL QUANTITY | UNIT COST | AMOUNT
1 | Ceiling fan | No. | 17 | 1 | 18
2 | 18 Watts CFL | No. | 61 | 4 | 65
3 | Roof mounted luminaire | No. | 45 | 3 | 48
4 | Wall mounted luminaire | No. | 16 | 1 | 17
5 | 1 Gang light switch | No. | 15 | 1 | 16
6 | 2 Gang light switch | No. | 3 | 1 | 4
7 | 3 Gang light switch | No. | 1 | 1 | 2
8 | 13 Amp socket single | No. | 14 | 1 | 15
9 | 13 Amp socket double | No. | 8 | 1 | 9
10 | 15 Amp socket | No. | 0 | 0 | 0
11 | Junction box | No. | 102 | 6 | 108
12 | Single patress box (flush) | No. | 33 | 2 | 35
13 | Double patress box (flush) | No. | 8 | 1 | 9
14 | Single patress box (surface) | No. | 0 | 0 | 0
15 | Double patress box (surface) | No. | 0 | 0 | 0
16 | 25mm PVC pipes (25 numbers of 3Mts pipe per bundle) | bundle | 16 | 1 | 17
17 | PVC accessories, male bush, saddle clamp, angle bend,screws and pegs Packs (100 per pack) | packs | 3 | 1 | 4
18 | 100A distribution board | No. | 1 | 1 | 2
19 | 60A distribution board | No. | 2 | 1 | 3
20 | 30A distribution board | No. | 0 | 0 | 0
21 | 100A consumer unit | No. | 1 | 1 | 2
22 | 60A consumer unit | No. | 2 | 1 | 3
23 | 30A consumer unit | No. | 0 | 0 | 0
24 | 100A Residual current circuit breaker | No. | 2 | 1 | 3
25 | 60A Residual current circuit breaker | No. | 4 | 1 | 5
26 | 30A Residual current circuit breaker | No. | 0 | 0 | 0
27 | 100A change over | No. | 2 | 1 | 3
28 | 60A change over | No. | 4 | 1 | 5
29 | 30A change over | No. | 0 | 0 | 0
30 | 1.5mmsq cable (Twin & Earth) | Mts | 810 | 41 | 851
31 | 2.5mmsq cable (Twin & Earth) | Mts | 390 | 20 | 410
32 | 4x16mmsq PVC/SWA/PVC armoured cable | Mts | 220 | 11 | 231
33 | 4x10mmsq PVC/SWA/PVC armoured cable | Mts | 0 | 0 | 0
34 | 4x6mmsq PVC/SWA/PVC armoured cable | Mts | 0 | 0 | 0
35 | 4x4mmsq PVC/SWA/PVC armoured cable | Mts | 0 | 0 | 0
36 | Cable terminating lugs | No. | 48 | 3 | 51
37 | Recline cable (25mmsq) | Mts | 200 | 10 | 210
38 | Earth wire for building (16mmsq) | Mts | 190 | 10 | 200
39 | Underground marking tape | Mts | 220 | 11 | 231
Total Amount for Materials
B | ELECTRICAL RETROFIT AND UPGRADE INSTALLATION COST FOR THE PHC
1 | Installation of all electrical works including the removal of all existing wirings and fittings, laying of armoured cable and connection of the PHC blocks to PV system distribution panel, breaking, laying of pipes and replastering of wall and making good all work area. | Lot |  | 0 | 0
Total for Retrofit Material and Installation

## 21.Gwaraji
A | BILL OF MATERIAL FOR GWARAJI PHC ELECTRICAL RETROFIT
S/No. | Material | Unit | QUANTITY | 5% PROVISION FOR SPARES | TOTAL QUANTITY | UNIT COST | AMOUNT
1 | Ceiling fan | No. | 13 | 1 | 14
2 | 18 Watts CFL | No. | 44 | 3 | 47
3 | Roof mounted luminaire | No. | 34 | 2 | 36
4 | Wall mounted luminaire | No. | 10 | 1 | 11
5 | 1 Gang light switch | No. | 11 | 1 | 12
6 | 2 Gang light switch | No. | 2 | 1 | 3
7 | 3 Gang light switch | No. | 2 | 1 | 3
8 | 13 Amp socket single | No. | 10 | 1 | 11
9 | 13 Amp socket double | No. | 3 | 1 | 4
10 | 15 Amp socket | No. | 0 | 0 | 0
11 | Junction box | No. | 72 | 4 | 76
12 | Single patress box (flush) | No. | 25 | 2 | 27
13 | Double patress box (flush) | No. | 3 | 1 | 4
14 | Single patress box (surface) | No. | 0 | 0 | 0
15 | Double patress box (surface) | No. | 0 | 0 | 0
16 | 25mm PVC pipes (25 numbers of 3Mts pipe per bundle) | bundle | 11.2 | 1 | 12.2
17 | PVC accessories, male bush, saddle clamp, angle bend,screws and pegs Packs (100 per pack) | packs | 1 | 1 | 2
18 | 100A distribution board | No. | 1 | 1 | 2
19 | 60A distribution board | No. | 0 | 0 | 0
20 | 30A distribution board | No. | 0 | 0 | 0
21 | 100A consumer unit | No. | 1 | 1 | 2
22 | 60A consumer unit | No. | 0 | 0 | 0
23 | 30A consumer unit | No. | 0 | 0 | 0
24 | 100A Residual current circuit breaker | No. | 2 | 1 | 3
25 | 60A Residual current circuit breaker | No. | 0 | 0 | 0
26 | 30A Residual current circuit breaker | No. | 0 | 0 | 0
27 | 100A change over | No. | 2 | 1 | 3
28 | 60A change over | No. | 0 | 0 | 0
29 | 30A change over | No. | 0 | 0 | 0
30 | 1.5mmsq cable (Twin & Earth) | Mts | 630 | 32 | 662
31 | 2.5mmsq cable (Twin & Earth) | Mts | 210 | 11 | 221
32 | 4x16mmsq PVC/SWA/PVC armoured cable | Mts | 100 | 5 | 105
33 | 4x10mmsq PVC/SWA/PVC armoured cable | Mts | 0 | 0 | 0
34 | 4x6mmsq PVC/SWA/PVC armoured cable | Mts | 0 | 0 | 0
35 | 4x4mmsq PVC/SWA/PVC armoured cable | Mts | 0 | 0 | 0
36 | Cable terminating lugs | No. | 16 | 1 | 17
37 | Recline cable (25mmsq) | Mts | 50 | 3 | 53
38 | Earth wire for building (16mmsq) | Mts | 50 | 3 | 53
39 | Underground marking tape | Mts | 100 | 5 | 105
Total Amount for Materials
B | ELECTRICAL RETROFIT AND UPGRADE INSTALLATION COST FOR THE PHC
1 | Installation of all electrical works including the removal of all existing wirings and fittings, laying of armoured cable and connection of the PHC blocks to PV system distribution panel, breaking, laying of pipes and replastering of wall and making good all work area. | Lot |  | 0 | 0
Total for Retrofit Material and Installation

## 22.Hanwa
A | BILL OF MATERIAL FOR HANWA PHC ELECTRICAL RETROFIT
S/No. | Material | Unit | QUANTITY | 5% PROVISION FOR SPARES | TOTAL QUANTITY | UNIT COST | AMOUNT
1 | Ceiling fan | No. | 13 | 1 | 14
2 | 18 Watts CFL | No. | 44 | 3 | 47
3 | Roof mounted luminaire | No. | 32 | 2 | 34
4 | Wall mounted luminaire | No. | 12 | 1 | 13
5 | 1 Gang light switch | No. | 11 | 1 | 12
6 | 2 Gang light switch | No. | 3 | 1 | 4
7 | 3 Gang light switch | No. | 3 | 1 | 4
8 | 13 Amp socket single | No. | 11 | 1 | 12
9 | 13 Amp socket double | No. | 2 | 1 | 3
10 | 15 Amp socket | No. | 0 | 0 | 0
11 | Junction box | No. | 74 | 4 | 78
12 | Single patress box (flush) | No. | 28 | 2 | 30
13 | Double patress box (flush) | No. | 2 | 1 | 3
14 | Single patress box (surface) | No. | 0 | 0 | 0
15 | Double patress box (surface) | No. | 0 | 0 | 0
16 | 25mm PVC pipes (25 numbers of 3Mts pipe per bundle) | bundle | 12.2667 | 1 | 13.2667
17 | PVC accessories, male bush, saddle clamp, angle bend,screws and pegs Packs (100 per pack) | packs | 2 | 1 | 3
18 | 100A distribution board | No. | 1 | 1 | 2
19 | 60A distribution board | No. | 0 | 0 | 0
20 | 30A distribution board | No. | 0 | 0 | 0
21 | 100A consumer unit | No. | 1 | 1 | 2
22 | 60A consumer unit | No. | 0 | 0 | 0
23 | 30A consumer unit | No. | 1 | 1 | 2
24 | 100A Residual current circuit breaker | No. | 2 | 1 | 3
25 | 60A Residual current circuit breaker | No. | 0 | 0 | 0
26 | 30A Residual current circuit breaker | No. | 1 | 1 | 2
27 | 100A change over | No. | 1 | 1 | 2
28 | 60A change over | No. | 0 | 0 | 0
29 | 30A change over | No. | 0 | 0 | 0
30 | 1.5mmsq cable (Twin & Earth) | Mts | 700 | 35 | 735
31 | 2.5mmsq cable (Twin & Earth) | Mts | 220 | 11 | 231
32 | 4x16mmsq PVC/SWA/PVC armoured cable | Mts | 100 | 5 | 105
33 | 4x10mmsq PVC/SWA/PVC armoured cable | Mts | 0 | 0 | 0
34 | 4x6mmsq PVC/SWA/PVC armoured cable | Mts | 50 | 3 | 53
35 | 4x4mmsq PVC/SWA/PVC armoured cable | Mts | 0 | 0 | 0
36 | Cable terminating lugs | No. | 24 | 2 | 26
37 | Recline cable (25mmsq) | Mts | 60 | 3 | 63
38 | Earth wire for building (16mmsq) | Mts | 130 | 7 | 137
39 | Underground marking tape | Mts | 160 | 8 | 168
Total Amount for Materials
B | ELECTRICAL RETROFIT AND UPGRADE INSTALLATION COST FOR THE PHC
1 | Installation of all electrical works including the removal of all existing wirings and fittings, laying of armoured cable and connection of the PHC blocks to PV system distribution panel, breaking, laying of pipes and replastering of wall and making good all work area. | Lot |  | 0 | 0
Total for Retrofit Material and Installation

## 23.Kadage
A | BILL OF MATERIAL FOR KADAGE PHC ELECTRICAL RETROFIT
S/No. | Material | Unit | QUANTITY | 5% PROVISION FOR SPARES | TOTAL QUANTITY | UNIT COST | AMOUNT
1 | Ceiling fan | No. | 5 | 1 | 6
2 | 18 Watts CFL | No. | 22 | 2 | 24
3 | Roof mounted luminaire | No. | 18 | 1 | 19
4 | Wall mounted luminaire | No. | 4 | 1 | 5
5 | 1 Gang light switch | No. | 11 | 1 | 12
6 | 2 Gang light switch | No. | 0 | 0 | 0
7 | 3 Gang light switch | No. | 0 | 0 | 0
8 | 13 Amp socket single | No. | 6 | 1 | 7
9 | 13 Amp socket double | No. | 2 | 1 | 3
10 | 15 Amp socket | No. | 0 | 0 | 0
11 | Junction box | No. | 41 | 3 | 44
12 | Single patress box (flush) | No. | 17 | 1 | 18
13 | Double patress box (flush) | No. | 2 | 1 | 3
14 | Single patress box (surface) | No. | 0 | 0 | 0
15 | Double patress box (surface) | No. | 0 | 0 | 0
16 | 25mm PVC pipes (25 numbers of 3Mts pipe per bundle) | bundle | 5.8667 | 1 | 6.8667
17 | PVC accessories, male bush, saddle clamp, angle bend,screws and pegs Packs (100 per pack) | packs | 1 | 1 | 2
18 | 100A distribution board | No. | 1 | 1 | 2
19 | 60A distribution board | No. | 0 | 0 | 0
20 | 30A distribution board | No. | 0 | 0 | 0
21 | 100A consumer unit | No. | 1 | 1 | 2
22 | 60A consumer unit | No. | 0 | 0 | 0
23 | 30A consumer unit | No. | 0 | 0 | 0
24 | 100A Residual current circuit breaker | No. | 2 | 1 | 3
25 | 60A Residual current circuit breaker | No. | 0 | 0 | 0
26 | 30A Residual current circuit breaker | No. | 0 | 0 | 0
27 | 100A change over | No. | 2 | 1 | 3
28 | 60A change over | No. | 0 | 0 | 0
29 | 30A change over | No. | 0 | 0 | 0
30 | 1.5mmsq cable (Twin & Earth) | Mts | 300 | 15 | 315
31 | 2.5mmsq cable (Twin & Earth) | Mts | 140 | 7 | 147
32 | 4x16mmsq PVC/SWA/PVC armoured cable | Mts | 60 | 3 | 63
33 | 4x10mmsq PVC/SWA/PVC armoured cable | Mts | 0 | 0 | 0
34 | 4x6mmsq PVC/SWA/PVC armoured cable | Mts | 0 | 0 | 0
35 | 4x4mmsq PVC/SWA/PVC armoured cable | Mts | 0 | 0 | 0
36 | Cable terminating lugs | No. | 16 | 1 | 17
37 | Recline cable (25mmsq) | Mts | 50 | 3 | 53
38 | Earth wire for building (16mmsq) | Mts | 50 | 3 | 53
39 | Underground marking tape | Mts | 60 | 3 | 63
Total Amount for Materials
B | ELECTRICAL RETROFIT AND UPGRADE INSTALLATION COST FOR THE PHC
1 | Installation of all electrical works including the removal of all existing wirings and fittings, laying of armoured cable and connection of the PHC blocks to PV system distribution panel, breaking, laying of pipes and replastering of wall and making good all work area. | Lot |  | 0 | 0
Total for Retrofit Material and Installation

## 24.Kamuru Ikulu
A | BILL OF MATERIAL FOR KAMURU IKULU PHC ELECTRICAL RETROFIT
S/No. | Material | Unit | QUANTITY | 5% PROVISION FOR SPARES | TOTAL QUANTITY | UNIT COST | AMOUNT
1 | Ceiling fan | No. | 25 | 2 | 27
2 | 18 Watts CFL | No. | 92 | 5 | 97
3 | Roof mounted luminaire | No. | 74 | 4 | 78
4 | Wall mounted luminaire | No. | 18 | 1 | 19
5 | 1 Gang light switch | No. | 23 | 2 | 25
6 | 2 Gang light switch | No. | 6 | 1 | 7
7 | 3 Gang light switch | No. | 2 | 1 | 3
8 | 13 Amp socket single | No. | 14 | 1 | 15
9 | 13 Amp socket double | No. | 6 | 1 | 7
10 | 15 Amp socket | No. | 0 | 0 | 0
11 | Junction box | No. | 143 | 8 | 151
12 | Single patress box (flush) | No. | 45 | 3 | 48
13 | Double patress box (flush) | No. | 6 | 1 | 7
14 | Single patress box (surface) | No. | 0 | 0 | 0
15 | Double patress box (surface) | No. | 0 | 0 | 0
16 | 25mm PVC pipes (25 numbers of 3Mts pipe per bundle) | bundle | 21.8667 | 2 | 23.8667
17 | PVC accessories, male bush, saddle clamp, angle bend,screws and pegs Packs (100 per pack) | packs | 2 | 1 | 3
18 | 100A distribution board | No. | 2 | 1 | 3
19 | 60A distribution board | No. | 0 | 0 | 0
20 | 30A distribution board | No. | 0 | 0 | 0
21 | 100A consumer unit | No. | 0 | 0 | 0
22 | 60A consumer unit | No. | 0 | 0 | 0
23 | 30A consumer unit | No. | 1 | 1 | 2
24 | 100A Residual current circuit breaker | No. | 2 | 1 | 3
25 | 60A Residual current circuit breaker | No. | 0 | 0 | 0
26 | 30A Residual current circuit breaker | No. | 1 | 1 | 2
27 | 100A change over | No. | 2 | 1 | 3
28 | 60A change over | No. | 0 | 0 | 0
29 | 30A change over | No. | 0 | 0 | 0
30 | 1.5mmsq cable (Twin & Earth) | Mts | 1240 | 62 | 1302
31 | 2.5mmsq cable (Twin & Earth) | Mts | 400 | 20 | 420
32 | 4x16mmsq PVC/SWA/PVC armoured cable | Mts | 100 | 5 | 105
33 | 4x10mmsq PVC/SWA/PVC armoured cable | Mts | 0 | 0 | 0
34 | 4x6mmsq PVC/SWA/PVC armoured cable | Mts | 60 | 3 | 63
35 | 4x4mmsq PVC/SWA/PVC armoured cable | Mts | 0 | 0 | 0
36 | Cable terminating lugs | No. | 32 | 2 | 34
37 | Recline cable (25mmsq) | Mts | 60 | 3 | 63
38 | Earth wire for building (16mmsq) | Mts | 120 | 6 | 126
39 | Underground marking tape | Mts | 160 | 8 | 168
Total Amount for Materials
B | ELECTRICAL RETROFIT AND UPGRADE INSTALLATION COST FOR THE PHC
1 | Installation of all electrical works including the removal of all existing wirings and fittings, laying of armoured cable and connection of the PHC blocks to PV system distribution panel, breaking, laying of pipes and replastering of wall and making good all work area. | Lot |  | 0 | 0
Total for Retrofit Material and Installation

## 25.Damba Kasaya
A | BILL OF MATERIAL FOR DAMBA KASAYA PHC ELECTRICAL RETROFIT
S/No. | Material | Unit | QUANTITY | 5% PROVISION FOR SPARES | TOTAL QUANTITY | UNIT COST | AMOUNT
1 | Ceiling fan | No. | 13 | 1 | 14
2 | 18 Watts CFL | No. | 44 | 3 | 47
3 | Roof mounted luminaire | No. | 30 | 2 | 32
4 | Wall mounted luminaire | No. | 14 | 1 | 15
5 | 1 Gang light switch | No. | 11 | 1 | 12
6 | 2 Gang light switch | No. | 2 | 1 | 3
7 | 3 Gang light switch | No. | 0 | 0 | 0
8 | 13 Amp socket single | No. | 16 | 1 | 17
9 | 13 Amp socket double | No. | 1 | 1 | 2
10 | 15 Amp socket | No. | 0 | 0 | 0
11 | Junction box | No. | 74 | 4 | 78
12 | Single patress box (flush) | No. | 29 | 2 | 31
13 | Double patress box (flush) | No. | 1 | 1 | 2
14 | Single patress box (surface) | No. | 0 | 0 | 0
15 | Double patress box (surface) | No. | 0 | 0 | 0
16 | 25mm PVC pipes (25 numbers of 3Mts pipe per bundle) | bundle | 11.6 | 1 | 12.6
17 | PVC accessories, male bush, saddle clamp, angle bend,screws and pegs Packs (100 per pack) | packs | 2 | 1 | 3
18 | 100A distribution board | No. | 2 | 1 | 3
19 | 60A distribution board | No. | 0 | 0 | 0
20 | 30A distribution board | No. | 0 | 0 | 0
21 | 100A consumer unit | No. | 2 | 1 | 3
22 | 60A consumer unit | No. | 0 | 0 | 0
23 | 30A consumer unit | No. | 0 | 0 | 0
24 | 100A Residual current circuit breaker | No. | 4 | 1 | 5
25 | 60A Residual current circuit breaker | No. | 0 | 0 | 0
26 | 30A Residual current circuit breaker | No. | 0 | 0 | 0
27 | 100A change over | No. | 4 | 1 | 5
28 | 60A change over | No. | 0 | 0 | 0
29 | 30A change over | No. | 0 | 0 | 0
30 | 1.5mmsq cable (Twin & Earth) | Mts | 580 | 29 | 609
31 | 2.5mmsq cable (Twin & Earth) | Mts | 290 | 15 | 305
32 | 4x16mmsq PVC/SWA/PVC armoured cable | Mts | 160 | 8 | 168
33 | 4x10mmsq PVC/SWA/PVC armoured cable | Mts | 0 | 0 | 0
34 | 4x6mmsq PVC/SWA/PVC armoured cable | Mts | 0 | 0 | 0
35 | 4x4mmsq PVC/SWA/PVC armoured cable | Mts | 0 | 0 | 0
36 | Cable terminating lugs | No. | 32 | 2 | 34
37 | Recline cable (25mmsq) | Mts | 100 | 5 | 105
38 | Earth wire for building (16mmsq) | Mts | 100 | 5 | 105
39 | Underground marking tape | Mts | 160 | 8 | 168
Total Amount for Materials
B | ELECTRICAL RETROFIT AND UPGRADE INSTALLATION COST FOR THE PHC
1 | Installation of all electrical works including the removal of all existing wirings and fittings, laying of armoured cable and connection of the PHC blocks to PV system distribution panel, breaking, laying of pipes and replastering of wall and making good all work area. | Lot |  | 0 | 0
Total for Retrofit Material and Installation

## 26.Kurmin Kogi
A | BILL OF MATERIAL FOR KURMIN KOGI PHC ELECTRICAL RETROFIT
S/No. | Material | Unit | QUANTITY | 5% PROVISION FOR SPARES | TOTAL QUANTITY | UNIT COST | AMOUNT
1 | Ceiling fan | No. | 12 | 1 | 13
2 | 18 Watts CFL | No. | 40 | 2 | 42
3 | Roof mounted luminaire | No. | 33 | 2 | 35
4 | Wall mounted luminaire | No. | 8 | 1 | 9
5 | 1 Gang light switch | No. | 10 | 1 | 11
6 | 2 Gang light switch | No. | 3 | 1 | 4
7 | 3 Gang light switch | No. | 3 | 1 | 4
8 | 13 Amp socket single | No. | 8 | 1 | 9
9 | 13 Amp socket double | No. | 3 | 1 | 4
10 | 15 Amp socket | No. | 1 | 1 | 2
11 | Junction box | No. | 68 | 4 | 72
12 | Single patress box (flush) | No. | 24 | 2 | 26
13 | Double patress box (flush) | No. | 3 | 1 | 4
14 | Single patress box (surface) | No. | 0 | 0 | 0
15 | Double patress box (surface) | No. | 0 | 0 | 0
16 | 25mm PVC pipes (25 numbers of 3Mts pipe per bundle) | bundle | 11.0667 | 1 | 12.0667
17 | PVC accessories, male bush, saddle clamp, angle bend,screws and pegs Packs (100 per pack) | packs | 1 | 1 | 2
18 | 100A distribution board | No. | 1 | 1 | 2
19 | 60A distribution board | No. | 0 | 0 | 0
20 | 30A distribution board | No. | 0 | 0 | 0
21 | 100A consumer unit | No. | 1 | 1 | 2
22 | 60A consumer unit | No. | 0 | 0 | 0
23 | 30A consumer unit | No. | 0 | 0 | 0
24 | 100A Residual current circuit breaker | No. | 2 | 1 | 3
25 | 60A Residual current circuit breaker | No. | 0 | 0 | 0
26 | 30A Residual current circuit breaker | No. | 0 | 0 | 0
27 | 100A change over | No. | 2 | 1 | 3
28 | 60A change over | No. | 0 | 0 | 0
29 | 30A change over | No. | 0 | 0 | 0
30 | 1.5mmsq cable (Twin & Earth) | Mts | 630 | 32 | 662
31 | 2.5mmsq cable (Twin & Earth) | Mts | 200 | 10 | 210
32 | 4x16mmsq PVC/SWA/PVC armoured cable | Mts | 100 | 5 | 105
33 | 4x10mmsq PVC/SWA/PVC armoured cable | Mts | 0 | 0 | 0
34 | 4x6mmsq PVC/SWA/PVC armoured cable | Mts | 0 | 0 | 0
35 | 4x4mmsq PVC/SWA/PVC armoured cable | Mts | 0 | 0 | 0
36 | Cable terminating lugs | No. | 16 | 1 | 17
37 | Recline cable (25mmsq) | Mts | 60 | 3 | 63
38 | Earth wire for building (16mmsq) | Mts | 70 | 4 | 74
39 | Underground marking tape | Mts | 100 | 5 | 105
Total Amount for Materials
B | ELECTRICAL RETROFIT AND UPGRADE INSTALLATION COST FOR THE PHC
1 | Installation of all electrical works including the removal of all existing wirings and fittings, laying of armoured cable and connection of the PHC blocks to PV system distribution panel, breaking, laying of pipes and replastering of wall and making good all work area. | Lot |  | 0 | 0
Total for Retrofit Material and Installation

## 27.Kurmin Bi
A | BILL OF MATERIAL FOR KURMIN BI PHC ELECTRICAL RETROFIT
S/No. | Material | Unit | QUANTITY | 5% PROVISION FOR SPARES | TOTAL QUANTITY | UNIT COST | AMOUNT
1 | Ceiling fan | No. | 9 | 1 | 10
2 | 18 Watts CFL | No. | 36 | 2 | 38
3 | Roof mounted luminaire | No. | 24 | 2 | 26
4 | Wall mounted luminaire | No. | 11 | 1 | 12
5 | 1 Gang light switch | No. | 13 | 1 | 14
6 | 2 Gang light switch | No. | 2 | 1 | 3
7 | 3 Gang light switch | No. | 0 | 0 | 0
8 | 13 Amp socket single | No. | 7 | 1 | 8
9 | 13 Amp socket double | No. | 2 | 1 | 3
10 | 15 Amp socket | No. | 0 | 0 | 0
11 | Junction box | No. | 59 | 3 | 62
12 | Single patress box (flush) | No. | 22 | 2 | 24
13 | Double patress box (flush) | No. | 2 | 1 | 3
14 | Single patress box (surface) | No. | 0 | 0 | 0
15 | Double patress box (surface) | No. | 0 | 0 | 0
16 | 25mm PVC pipes (25 numbers of 3Mts pipe per bundle) | bundle | 9.3333 | 1 | 10.3333
17 | PVC accessories, male bush, saddle clamp, angle bend,screws and pegs Packs (100 per pack) | packs | 2 | 1 | 3
18 | 100A distribution board | No. | 1 | 1 | 2
19 | 60A distribution board | No. | 0 | 0 | 0
20 | 30A distribution board | No. | 0 | 0 | 0
21 | 100A consumer unit | No. | 1 | 1 | 2
22 | 60A consumer unit | No. | 0 | 0 | 0
23 | 30A consumer unit | No. | 1 | 1 | 2
24 | 100A Residual current circuit breaker | No. | 2 | 1 | 3
25 | 60A Residual current circuit breaker | No. | 0 | 0 | 0
26 | 30A Residual current circuit breaker | No. | 1 | 1 | 2
27 | 100A change over | No. | 2 | 1 | 3
28 | 60A change over | No. | 0 | 0 | 0
29 | 30A change over | No. | 0 | 0 | 0
30 | 1.5mmsq cable (Twin & Earth) | Mts | 540 | 27 | 567
31 | 2.5mmsq cable (Twin & Earth) | Mts | 160 | 8 | 168
32 | 4x16mmsq PVC/SWA/PVC armoured cable | Mts | 100 | 5 | 105
33 | 4x10mmsq PVC/SWA/PVC armoured cable | Mts | 0 | 0 | 0
34 | 4x6mmsq PVC/SWA/PVC armoured cable | Mts | 60 | 3 | 63
35 | 4x4mmsq PVC/SWA/PVC armoured cable | Mts | 0 | 0 | 0
36 | Cable terminating lugs | No. | 32 | 2 | 34
37 | Recline cable (25mmsq) | Mts | 120 | 6 | 126
38 | Earth wire for building (16mmsq) | Mts | 120 | 6 | 126
39 | Underground marking tape | Mts | 160 | 8 | 168
Total Amount for Materials
B | ELECTRICAL RETROFIT AND UPGRADE INSTALLATION COST FOR THE PHC
1 | Installation of all electrical works including the removal of all existing wirings and fittings, laying of armoured cable and connection of the PHC blocks to PV system distribution panel, breaking, laying of pipes and replastering of wall and making good all work area. | Lot |  | 0 | 0
Total for Retrofit Material and Installation

## 28.Likoro
A | BILL OF MATERIAL FOR LIKORO PHC ELECTRICAL RETROFIT
S/No. | Material | Unit | QUANTITY | 5% PROVISION FOR SPARES | TOTAL QUANTITY | UNIT COST | AMOUNT
1 | Ceiling fan | No. | 24 | 2 | 26
2 | 18 Watts CFL | No. | 101 | 6 | 107
3 | Roof mounted luminaire | No. | 81 | 5 | 86
4 | Wall mounted luminaire | No. | 20 | 1 | 21
5 | 1 Gang light switch | No. | 28 | 2 | 30
6 | 2 Gang light switch | No. | 5 | 1 | 6
7 | 3 Gang light switch | No. | 2 | 1 | 3
8 | 13 Amp socket single | No. | 22 | 2 | 24
9 | 13 Amp socket double | No. | 6 | 1 | 7
10 | 15 Amp socket | No. | 0 | 0 | 0
11 | Junction box | No. | 164 | 9 | 173
12 | Single patress box (flush) | No. | 57 | 3 | 60
13 | Double patress box (flush) | No. | 6 | 1 | 7
14 | Single patress box (surface) | No. | 0 | 0 | 0
15 | Double patress box (surface) | No. | 0 | 0 | 0
16 | 25mm PVC pipes (25 numbers of 3Mts pipe per bundle) | bundle | 24 | 2 | 26
17 | PVC accessories, male bush, saddle clamp, angle bend,screws and pegs Packs (100 per pack) | packs | 2 | 1 | 3
18 | 100A distribution board | No. | 2 | 1 | 3
19 | 60A distribution board | No. | 0 | 0 | 0
20 | 30A distribution board | No. | 0 | 0 | 0
21 | 100A consumer unit | No. | 0 | 0 | 0
22 | 60A consumer unit | No. | 0 | 0 | 0
23 | 30A consumer unit | No. | 1 | 1 | 2
24 | 100A Residual current circuit breaker | No. | 2 | 1 | 3
25 | 60A Residual current circuit breaker | No. | 0 | 0 | 0
26 | 30A Residual current circuit breaker | No. | 1 | 1 | 2
27 | 100A change over | No. | 2 | 1 | 3
28 | 60A change over | No. | 0 | 0 | 0
29 | 30A change over | No. | 0 | 0 | 0
30 | 1.5mmsq cable (Twin & Earth) | Mts | 1290 | 65 | 1355
31 | 2.5mmsq cable (Twin & Earth) | Mts | 510 | 26 | 536
32 | 4x16mmsq PVC/SWA/PVC armoured cable | Mts | 100 | 5 | 105
33 | 4x10mmsq PVC/SWA/PVC armoured cable | Mts | 0 | 0 | 0
34 | 4x6mmsq PVC/SWA/PVC armoured cable | Mts | 60 | 3 | 63
35 | 4x4mmsq PVC/SWA/PVC armoured cable | Mts | 0 | 0 | 0
36 | Cable terminating lugs | No. | 32 | 2 | 34
37 | Recline cable (25mmsq) | Mts | 60 | 3 | 63
38 | Earth wire for building (16mmsq) | Mts | 130 | 7 | 137
39 | Underground marking tape | Mts | 160 | 8 | 168
Total Amount for Materials
B | ELECTRICAL RETROFIT AND UPGRADE INSTALLATION COST FOR THE PHC
1 | Installation of all electrical works including the removal of all existing wirings and fittings, laying of armoured cable and connection of the PHC blocks to PV system distribution panel, breaking, laying of pipes and replastering of wall and making good all work area. | Lot |  | 0 | 0
Total for Retrofit Material and Installation

## 29.Madakiya
A | BILL OF MATERIAL FOR MADAKIYA PHC ELECTRICAL RETROFIT
S/No. | Material | Unit | QUANTITY | 5% PROVISION FOR SPARES | TOTAL QUANTITY | UNIT COST | AMOUNT
1 | Ceiling fan | No. | 11 | 1 | 12
2 | 18 Watts CFL | No. | 38 | 2 | 40
3 | Roof mounted luminaire | No. | 24 | 2 | 26
4 | Wall mounted luminaire | No. | 14 | 1 | 15
5 | 1 Gang light switch | No. | 14 | 1 | 15
6 | 2 Gang light switch | No. | 1 | 1 | 2
7 | 3 Gang light switch | No. | 0 | 0 | 0
8 | 13 Amp socket single | No. | 7 | 1 | 8
9 | 13 Amp socket double | No. | 3 | 1 | 4
10 | 15 Amp socket | No. | 0 | 0 | 0
11 | Junction box | No. | 63 | 4 | 67
12 | Single patress box (flush) | No. | 22 | 2 | 24
13 | Double patress box (flush) | No. | 3 | 1 | 4
14 | Single patress box (surface) | No. | 0 | 0 | 0
15 | Double patress box (surface) | No. | 0 | 0 | 0
16 | 25mm PVC pipes (25 numbers of 3Mts pipe per bundle) | bundle | 9.4667 | 1 | 10.4667
17 | PVC accessories, male bush, saddle clamp, angle bend,screws and pegs Packs (100 per pack) | packs | 3 | 1 | 4
18 | 100A distribution board | No. | 1 | 1 | 2
19 | 60A distribution board | No. | 1 | 1 | 2
20 | 30A distribution board | No. | 0 | 0 | 0
21 | 100A consumer unit | No. | 1 | 1 | 2
22 | 60A consumer unit | No. | 1 | 1 | 2
23 | 30A consumer unit | No. | 1 | 1 | 2
24 | 100A Residual current circuit breaker | No. | 2 | 1 | 3
25 | 60A Residual current circuit breaker | No. | 2 | 1 | 3
26 | 30A Residual current circuit breaker | No. | 1 | 1 | 2
27 | 100A change over | No. | 2 | 1 | 3
28 | 60A change over | No. | 2 | 1 | 3
29 | 30A change over | No. | 0 | 0 | 0
30 | 1.5mmsq cable (Twin & Earth) | Mts | 510 | 26 | 536
31 | 2.5mmsq cable (Twin & Earth) | Mts | 200 | 10 | 210
32 | 4x16mmsq PVC/SWA/PVC armoured cable | Mts | 160 | 8 | 168
33 | 4x10mmsq PVC/SWA/PVC armoured cable | Mts | 0 | 0 | 0
34 | 4x6mmsq PVC/SWA/PVC armoured cable | Mts | 50 | 3 | 53
35 | 4x4mmsq PVC/SWA/PVC armoured cable | Mts | 0 | 0 | 0
36 | Cable terminating lugs | No. | 40 | 2 | 42
37 | Recline cable (25mmsq) | Mts | 120 | 6 | 126
38 | Earth wire for building (16mmsq) | Mts | 180 | 9 | 189
39 | Underground marking tape | Mts | 220 | 11 | 231
Total Amount for Materials
B | ELECTRICAL RETROFIT AND UPGRADE INSTALLATION COST FOR THE PHC
1 | Installation of all electrical works including the removal of all existing wirings and fittings, laying of armoured cable and connection of the PHC blocks to PV system distribution panel, breaking, laying of pipes and replastering of wall and making good all work area. | Lot |  | 0 | 0
Total for Retrofit Material and Installation

## 30.Mah
A | BILL OF MATERIAL FOR MAH PHC ELECTRICAL RETROFIT
S/No. | Material | Unit | QUANTITY | 5% PROVISION FOR SPARES | TOTAL QUANTITY | UNIT COST | AMOUNT
1 | Ceiling fan | No. | 7 | 1 | 8
2 | 18 Watts CFL | No. | 23 | 2 | 25
3 | Roof mounted luminaire | No. | 17 | 1 | 18
4 | Wall mounted luminaire | No. | 6 | 1 | 7
5 | 1 Gang light switch | No. | 6 | 1 | 7
6 | 2 Gang light switch | No. | 1 | 1 | 2
7 | 3 Gang light switch | No. | 0 | 0 | 0
8 | 13 Amp socket single | No. | 7 | 1 | 8
9 | 13 Amp socket double | No. | 2 | 1 | 3
10 | 15 Amp socket | No. | 0 | 0 | 0
11 | Junction box | No. | 39 | 2 | 41
12 | Single patress box (flush) | No. | 14 | 1 | 15
13 | Double patress box (flush) | No. | 2 | 1 | 3
14 | Single patress box (surface) | No. | 0 | 0 | 0
15 | Double patress box (surface) | No. | 0 | 0 | 0
16 | 25mm PVC pipes (25 numbers of 3Mts pipe per bundle) | bundle | 6.2667 | 1 | 7.2667
17 | PVC accessories, male bush, saddle clamp, angle bend,screws and pegs Packs (100 per pack) | packs | 1 | 1 | 2
18 | 100A distribution board | No. | 1 | 1 | 2
19 | 60A distribution board | No. | 0 | 0 | 0
20 | 30A distribution board | No. | 0 | 0 | 0
21 | 100A consumer unit | No. | 1 | 1 | 2
22 | 60A consumer unit | No. | 0 | 0 | 0
23 | 30A consumer unit | No. | 0 | 0 | 0
24 | 100A Residual current circuit breaker | No. | 2 | 1 | 3
25 | 60A Residual current circuit breaker | No. | 0 | 0 | 0
26 | 30A Residual current circuit breaker | No. | 0 | 0 | 0
27 | 100A change over | No. | 2 | 1 | 3
28 | 60A change over | No. | 0 | 0 | 0
29 | 30A change over | No. | 0 | 0 | 0
30 | 1.5mmsq cable (Twin & Earth) | Mts | 300 | 15 | 315
31 | 2.5mmsq cable (Twin & Earth) | Mts | 170 | 9 | 179
32 | 4x16mmsq PVC/SWA/PVC armoured cable | Mts | 60 | 3 | 63
33 | 4x10mmsq PVC/SWA/PVC armoured cable | Mts | 0 | 0 | 0
34 | 4x6mmsq PVC/SWA/PVC armoured cable | Mts | 0 | 0 | 0
35 | 4x4mmsq PVC/SWA/PVC armoured cable | Mts | 0 | 0 | 0
36 | Cable terminating lugs | No. | 16 | 1 | 17
37 | Recline cable (25mmsq) | Mts | 50 | 3 | 53
38 | Earth wire for building (16mmsq) | Mts | 50 | 3 | 53
39 | Underground marking tape | Mts | 60 | 3 | 63
Total Amount for Materials
B | ELECTRICAL RETROFIT AND UPGRADE INSTALLATION COST FOR THE PHC
1 | Installation of all electrical works including the removal of all existing wirings and fittings, laying of armoured cable and connection of the PHC blocks to PV system distribution panel, breaking, laying of pipes and replastering of wall and making good all work area. | Lot |  | 0 | 0
Total for Retrofit Material and Installation

## 31.Manchok
A | BILL OF MATERIAL FOR MANCHOK PHC ELECTRICAL RETROFIT
S/No. | Material | Unit | QUANTITY | 5% PROVISION FOR SPARES | TOTAL QUANTITY | UNIT COST | AMOUNT
1 | Ceiling fan | No. | 16 | 1 | 17
2 | 18 Watts CFL | No. | 48 | 3 | 51
3 | Roof mounted luminaire | No. | 29 | 2 | 31
4 | Wall mounted luminaire | No. | 19 | 1 | 20
5 | 1 Gang light switch | No. | 24 | 2 | 26
6 | 2 Gang light switch | No. | 2 | 1 | 3
7 | 3 Gang light switch | No. | 0 | 0 | 0
8 | 13 Amp socket single | No. | 15 | 1 | 16
9 | 13 Amp socket double | No. | 11 | 1 | 12
10 | 15 Amp socket | No. | 0 | 0 | 0
11 | Junction box | No. | 100 | 5 | 105
12 | Single patress box (flush) | No. | 41 | 3 | 44
13 | Double patress box (flush) | No. | 11 | 1 | 12
14 | Single patress box (surface) | No. | 0 | 0 | 0
15 | Double patress box (surface) | No. | 0 | 0 | 0
16 | 25mm PVC pipes (25 numbers of 3Mts pipe per bundle) | bundle | 16.8 | 1 | 17.8
17 | PVC accessories, male bush, saddle clamp, angle bend,screws and pegs Packs (100 per pack) | packs | 2 | 1 | 3
18 | 100A distribution board | No. | 2 | 1 | 3
19 | 60A distribution board | No. | 2 | 1 | 3
20 | 30A distribution board | No. | 0 | 0 | 0
21 | 100A consumer unit | No. | 0 | 0 | 0
22 | 60A consumer unit | No. | 0 | 0 | 0
23 | 30A consumer unit | No. | 0 | 0 | 0
24 | 100A Residual current circuit breaker | No. | 2 | 1 | 3
25 | 60A Residual current circuit breaker | No. | 2 | 1 | 3
26 | 30A Residual current circuit breaker | No. | 0 | 0 | 0
27 | 100A change over | No. | 2 | 1 | 3
28 | 60A change over | No. | 2 | 1 | 3
29 | 30A change over | No. | 0 | 0 | 0
30 | 1.5mmsq cable (Twin & Earth) | Mts | 790 | 40 | 830
31 | 2.5mmsq cable (Twin & Earth) | Mts | 470 | 24 | 494
32 | 4x16mmsq PVC/SWA/PVC armoured cable | Mts | 200 | 10 | 210
33 | 4x10mmsq PVC/SWA/PVC armoured cable | Mts | 0 | 0 | 0
34 | 4x6mmsq PVC/SWA/PVC armoured cable | Mts | 0 | 0 | 0
35 | 4x4mmsq PVC/SWA/PVC armoured cable | Mts | 0 | 0 | 0
36 | Cable terminating lugs | No. | 32 | 2 | 34
37 | Recline cable (25mmsq) | Mts | 140 | 7 | 147
38 | Earth wire for building (16mmsq) | Mts | 130 | 7 | 137
39 | Underground marking tape | Mts | 200 | 10 | 210
Total Amount for Materials
B | ELECTRICAL RETROFIT AND UPGRADE INSTALLATION COST FOR THE PHC
1 | Installation of all electrical works including the removal of all existing wirings and fittings, laying of armoured cable and connection of the PHC blocks to PV system distribution panel, breaking, laying of pipes and replastering of wall and making good all work area. | Lot |  | 0 | 0
Total for Retrofit Material and Installation

## 32.Maro
A | BILL OF MATERIAL FOR MARO PHC ELECTRICAL RETROFIT
S/No. | Material | Unit | QUANTITY | 5% PROVISION FOR SPARES | TOTAL QUANTITY | UNIT COST | AMOUNT
1 | Ceiling fan | No. | 14 | 1 | 15
2 | 18 Watts CFL | No. | 41 | 3 | 44
3 | Roof mounted luminaire | No. | 33 | 2 | 35
4 | Wall mounted luminaire | No. | 8 | 1 | 9
5 | 1 Gang light switch | No. | 15 | 1 | 16
6 | 2 Gang light switch | No. | 2 | 1 | 3
7 | 3 Gang light switch | No. | 1 | 1 | 2
8 | 13 Amp socket single | No. | 10 | 1 | 11
9 | 13 Amp socket double | No. | 3 | 1 | 4
10 | 15 Amp socket | No. | 0 | 0 | 0
11 | Junction box | No. | 72 | 4 | 76
12 | Single patress box (flush) | No. | 28 | 2 | 30
13 | Double patress box (flush) | No. | 3 | 1 | 4
14 | Single patress box (surface) | No. | 0 | 0 | 0
15 | Double patress box (surface) | No. | 0 | 0 | 0
16 | 25mm PVC pipes (25 numbers of 3Mts pipe per bundle) | bundle | 11.7333 | 1 | 12.7333
17 | PVC accessories, male bush, saddle clamp, angle bend,screws and pegs Packs (100 per pack) | packs | 1 | 1 | 2
18 | 100A distribution board | No. | 1 | 1 | 2
19 | 60A distribution board | No. | 0 | 0 | 0
20 | 30A distribution board | No. | 0 | 0 | 0
21 | 100A consumer unit | No. | 1 | 1 | 2
22 | 60A consumer unit | No. | 0 | 0 | 0
23 | 30A consumer unit | No. | 0 | 0 | 0
24 | 100A Residual current circuit breaker | No. | 2 | 1 | 3
25 | 60A Residual current circuit breaker | No. | 0 | 0 | 0
26 | 30A Residual current circuit breaker | No. | 0 | 0 | 0
27 | 100A change over | No. | 1 | 1 | 2
28 | 60A change over | No. | 0 | 0 | 0
29 | 30A change over | No. | 0 | 0 | 0
30 | 1.5mmsq cable (Twin & Earth) | Mts | 660 | 33 | 693
31 | 2.5mmsq cable (Twin & Earth) | Mts | 220 | 11 | 231
32 | 4x16mmsq PVC/SWA/PVC armoured cable | Mts | 100 | 5 | 105
33 | 4x10mmsq PVC/SWA/PVC armoured cable | Mts | 0 | 0 | 0
34 | 4x6mmsq PVC/SWA/PVC armoured cable | Mts | 0 | 0 | 0
35 | 4x4mmsq PVC/SWA/PVC armoured cable | Mts | 0 | 0 | 0
36 | Cable terminating lugs | No. | 16 | 1 | 17
37 | Recline cable (25mmsq) | Mts | 60 | 3 | 63
38 | Earth wire for building (16mmsq) | Mts | 70 | 4 | 74
39 | Underground marking tape | Mts | 100 | 5 | 105
Total Amount for Materials
B | ELECTRICAL RETROFIT AND UPGRADE INSTALLATION COST FOR THE PHC
1 | Installation of all electrical works including the removal of all existing wirings and fittings, laying of armoured cable and connection of the PHC blocks to PV system distribution panel, breaking, laying of pipes and replastering of wall and making good all work area. | Lot |  | 0 | 0
Total for Retrofit Material and Installation

## 33.Rafin Guza
A | BILL OF MATERIAL FOR RAFIN GUZA PHC ELECTRICAL RETROFIT
S/No. | Material | Unit | QUANTITY | 5% PROVISION FOR SPARES | TOTAL QUANTITY | UNIT COST | AMOUNT
1 | Ceiling fan | No. | 16 | 1 | 17
2 | 18 Watts CFL | No. | 51 | 3 | 54
3 | Roof mounted luminaire | No. | 36 | 2 | 38
4 | Wall mounted luminaire | No. | 15 | 1 | 16
5 | 1 Gang light switch | No. | 13 | 1 | 14
6 | 2 Gang light switch | No. | 6 | 1 | 7
7 | 3 Gang light switch | No. | 2 | 1 | 3
8 | 13 Amp socket single | No. | 16 | 1 | 17
9 | 13 Amp socket double | No. | 6 | 1 | 7
10 | 15 Amp socket | No. | 0 | 0 | 0
11 | Junction box | No. | 94 | 5 | 99
12 | Single patress box (flush) | No. | 37 | 2 | 39
13 | Double patress box (flush) | No. | 6 | 1 | 7
14 | Single patress box (surface) | No. | 0 | 0 | 0
15 | Double patress box (surface) | No. | 0 | 0 | 0
16 | 25mm PVC pipes (25 numbers of 3Mts pipe per bundle) | bundle | 17.2 | 1 | 18.2
17 | PVC accessories, male bush, saddle clamp, angle bend,screws and pegs Packs (100 per pack) | packs | 2 | 1 | 3
18 | 100A distribution board | No. | 1 | 1 | 2
19 | 60A distribution board | No. | 1 | 1 | 2
20 | 30A distribution board | No. | 0 | 0 | 0
21 | 100A consumer unit | No. | 1 | 1 | 2
22 | 60A consumer unit | No. | 1 | 1 | 2
23 | 30A consumer unit | No. | 0 | 0 | 0
24 | 100A Residual current circuit breaker | No. | 2 | 1 | 3
25 | 60A Residual current circuit breaker | No. | 2 | 1 | 3
26 | 30A Residual current circuit breaker | No. | 0 | 0 | 0
27 | 100A change over | No. | 2 | 1 | 3
28 | 60A change over | No. | 2 | 1 | 3
29 | 30A change over | No. | 0 | 0 | 0
30 | 1.5mmsq cable (Twin & Earth) | Mts | 890 | 45 | 935
31 | 2.5mmsq cable (Twin & Earth) | Mts | 400 | 20 | 420
32 | 4x16mmsq PVC/SWA/PVC armoured cable | Mts | 160 | 8 | 168
33 | 4x10mmsq PVC/SWA/PVC armoured cable | Mts | 0 | 0 | 0
34 | 4x6mmsq PVC/SWA/PVC armoured cable | Mts | 0 | 0 | 0
35 | 4x4mmsq PVC/SWA/PVC armoured cable | Mts | 0 | 0 | 0
36 | Cable terminating lugs | No. | 32 | 2 | 34
37 | Recline cable (25mmsq) | Mts | 100 | 5 | 105
38 | Earth wire for building (16mmsq) | Mts | 100 | 5 | 105
39 | Underground marking tape | Mts | 160 | 8 | 168
Total Amount for Materials
B | ELECTRICAL RETROFIT AND UPGRADE INSTALLATION COST FOR THE PHC
1 | Installation of all electrical works including the removal of all existing wirings and fittings, laying of armoured cable and connection of the PHC blocks to PV system distribution panel, breaking, laying of pipes and replastering of wall and making good all work area. | Lot |  | 0 | 0
Total for Retrofit Material and Installation

## 34.Rimin Doko
A | BILL OF MATERIAL FOR RIMIN DOKO PHC ELECTRICAL RETROFIT
S/No. | Material | Unit | QUANTITY | 5% PROVISION FOR SPARES | TOTAL QUANTITY | UNIT COST | AMOUNT
1 | Ceiling fan | No. | 21 | 2 | 23
2 | 18 Watts CFL | No. | 65 | 4 | 69
3 | Roof mounted luminaire | No. | 49 | 3 | 52
4 | Wall mounted luminaire | No. | 16 | 1 | 17
5 | 1 Gang light switch | No. | 19 | 1 | 20
6 | 2 Gang light switch | No. | 3 | 1 | 4
7 | 3 Gang light switch | No. | 4 | 1 | 5
8 | 13 Amp socket single | No. | 15 | 1 | 16
9 | 13 Amp socket double | No. | 6 | 1 | 7
10 | 15 Amp socket | No. | 0 | 0 | 0
11 | Junction box | No. | 112 | 6 | 118
12 | Single patress box (flush) | No. | 41 | 3 | 44
13 | Double patress box (flush) | No. | 6 | 1 | 7
14 | Single patress box (surface) | No. | 0 | 0 | 0
15 | Double patress box (surface) | No. | 0 | 0 | 0
16 | 25mm PVC pipes (25 numbers of 3Mts pipe per bundle) | bundle | 18.1333 | 1 | 19.1333
17 | PVC accessories, male bush, saddle clamp, angle bend,screws and pegs Packs (100 per pack) | packs | 2 | 1 | 3
18 | 100A distribution board | No. | 1 | 1 | 2
19 | 60A distribution board | No. | 1 | 1 | 2
20 | 30A distribution board | No. | 0 | 0 | 0
21 | 100A consumer unit | No. | 1 | 1 | 2
22 | 60A consumer unit | No. | 1 | 1 | 2
23 | 30A consumer unit | No. | 0 | 0 | 0
24 | 100A Residual current circuit breaker | No. | 2 | 1 | 3
25 | 60A Residual current circuit breaker | No. | 2 | 1 | 3
26 | 30A Residual current circuit breaker | No. | 0 | 0 | 0
27 | 100A change over | No. | 2 | 1 | 3
28 | 60A change over | No. | 2 | 1 | 3
29 | 30A change over | No. | 0 | 0 | 0
30 | 1.5mmsq cable (Twin & Earth) | Mts | 1020 | 51 | 1071
31 | 2.5mmsq cable (Twin & Earth) | Mts | 340 | 17 | 357
32 | 4x16mmsq PVC/SWA/PVC armoured cable | Mts | 160 | 8 | 168
33 | 4x10mmsq PVC/SWA/PVC armoured cable | Mts | 0 | 0 | 0
34 | 4x6mmsq PVC/SWA/PVC armoured cable | Mts | 0 | 0 | 0
35 | 4x4mmsq PVC/SWA/PVC armoured cable | Mts | 0 | 0 | 0
36 | Cable terminating lugs | No. | 32 | 2 | 34
37 | Recline cable (25mmsq) | Mts | 140 | 7 | 147
38 | Earth wire for building (16mmsq) | Mts | 130 | 7 | 137
39 | Underground marking tape | Mts | 160 | 8 | 168
Total Amount for Materials
B | ELECTRICAL RETROFIT AND UPGRADE INSTALLATION COST FOR THE PHC
1 | Installation of all electrical works including the removal of all existing wirings and fittings, laying of armoured cable and connection of the PHC blocks to PV system distribution panel, breaking, laying of pipes and replastering of wall and making good all work area. | Lot |  | 0 | 0
Total for Retrofit Material and Installation

## 35.Ruzia
A | BILL OF MATERIAL FOR RUZIA PHC ELECTRICAL RETROFIT
S/No. | Material | Unit | QUANTITY | 5% PROVISION FOR SPARES | TOTAL QUANTITY | UNIT COST | AMOUNT
1 | Ceiling fan | No. | 9 | 1 | 10
2 | 18 Watts CFL | No. | 20 | 1 | 21
3 | Roof mounted luminaire | No. | 15 | 1 | 16
4 | Wall mounted luminaire | No. | 5 | 1 | 6
5 | 1 Gang light switch | No. | 5 | 1 | 6
6 | 2 Gang light switch | No. | 2 | 1 | 3
7 | 3 Gang light switch | No. | 0 | 0 | 0
8 | 13 Amp socket single | No. | 12 | 1 | 13
9 | 13 Amp socket double | No. | 0 | 0 | 0
10 | 15 Amp socket | No. | 0 | 0 | 0
11 | Junction box | No. | 39 | 2 | 41
12 | Single patress box (flush) | No. | 19 | 1 | 20
13 | Double patress box (flush) | No. | 0 | 0 | 0
14 | Single patress box (surface) | No. | 0 | 0 | 0
15 | Double patress box (surface) | No. | 0 | 0 | 0
16 | 25mm PVC pipes (25 numbers of 3Mts pipe per bundle) | bundle | 7.2 | 1 | 8.2
17 | PVC accessories, male bush, saddle clamp, angle bend,screws and pegs Packs (100 per pack) | packs | 1 | 1 | 2
18 | 100A distribution board | No. | 1 | 1 | 2
19 | 60A distribution board | No. | 0 | 0 | 0
20 | 30A distribution board | No. | 0 | 0 | 0
21 | 100A consumer unit | No. | 1 | 1 | 2
22 | 60A consumer unit | No. | 0 | 0 | 0
23 | 30A consumer unit | No. | 0 | 0 | 0
24 | 100A Residual current circuit breaker | No. | 2 | 1 | 3
25 | 60A Residual current circuit breaker | No. | 0 | 0 | 0
26 | 30A Residual current circuit breaker | No. | 0 | 0 | 0
27 | 100A change over | No. | 2 | 1 | 3
28 | 60A change over | No. | 0 | 0 | 0
29 | 30A change over | No. | 0 | 0 | 0
30 | 1.5mmsq cable (Twin & Earth) | Mts | 330 | 17 | 347
31 | 2.5mmsq cable (Twin & Earth) | Mts | 210 | 11 | 221
32 | 4x16mmsq PVC/SWA/PVC armoured cable | Mts | 100 | 5 | 105
33 | 4x10mmsq PVC/SWA/PVC armoured cable | Mts | 0 | 0 | 0
34 | 4x6mmsq PVC/SWA/PVC armoured cable | Mts | 0 | 0 | 0
35 | 4x4mmsq PVC/SWA/PVC armoured cable | Mts | 0 | 0 | 0
36 | Cable terminating lugs | No. | 16 | 1 | 17
37 | Recline cable (25mmsq) | Mts | 60 | 3 | 63
38 | Earth wire for building (16mmsq) | Mts | 70 | 4 | 74
39 | Underground marking tape | Mts | 100 | 5 | 105
Total Amount for Materials
B | ELECTRICAL RETROFIT AND UPGRADE INSTALLATION COST FOR THE PHC
1 | Installation of all electrical works including the removal of all existing wirings and fittings, laying of armoured cable and connection of the PHC blocks to PV system distribution panel, breaking, laying of pipes and replastering of wall and making good all work area. | Lot |  | 0 | 0
Total for Retrofit Material and Installation

## 36.Tashan Kade
A | BILL OF MATERIAL FOR TASHAN KADE PHC ELECTRICAL RETROFIT
S/No. | Material | Unit | QUANTITY | 5% PROVISION FOR SPARES | TOTAL QUANTITY | UNIT COST | AMOUNT
1 | Ceiling fan | No. | 13 | 1 | 14
2 | 18 Watts CFL | No. | 40 | 2 | 42
3 | Roof mounted luminaire | No. | 32 | 2 | 34
4 | Wall mounted luminaire | No. | 8 | 1 | 9
5 | 1 Gang light switch | No. | 17 | 1 | 18
6 | 2 Gang light switch | No. | 2 | 1 | 3
7 | 3 Gang light switch | No. | 1 | 1 | 2
8 | 13 Amp socket single | No. | 9 | 1 | 10
9 | 13 Amp socket double | No. | 1 | 1 | 2
10 | 15 Amp socket | No. | 0 | 0 | 0
11 | Junction box | No. | 70 | 4 | 74
12 | Single patress box (flush) | No. | 29 | 2 | 31
13 | Double patress box (flush) | No. | 1 | 1 | 2
14 | Single patress box (surface) | No. | 0 | 0 | 0
15 | Double patress box (surface) | No. | 0 | 0 | 0
16 | 25mm PVC pipes (25 numbers of 3Mts pipe per bundle) | bundle | 10.6667 | 1 | 11.6667
17 | PVC accessories, male bush, saddle clamp, angle bend,screws and pegs Packs (100 per pack) | packs | 1 | 1 | 2
18 | 100A distribution board | No. | 1 | 1 | 2
19 | 60A distribution board | No. | 0 | 0 | 0
20 | 30A distribution board | No. | 0 | 0 | 0
21 | 100A consumer unit | No. | 1 | 1 | 2
22 | 60A consumer unit | No. | 0 | 0 | 0
23 | 30A consumer unit | No. | 0 | 0 | 0
24 | 100A Residual current circuit breaker | No. | 2 | 1 | 3
25 | 60A Residual current circuit breaker | No. | 0 | 0 | 0
26 | 30A Residual current circuit breaker | No. | 0 | 0 | 0
27 | 100A change over | No. | 2 | 1 | 3
28 | 60A change over | No. | 0 | 0 | 0
29 | 30A change over | No. | 0 | 0 | 0
30 | 1.5mmsq cable (Twin & Earth) | Mts | 620 | 31 | 651
31 | 2.5mmsq cable (Twin & Earth) | Mts | 180 | 9 | 189
32 | 4x16mmsq PVC/SWA/PVC armoured cable | Mts | 60 | 3 | 63
33 | 4x10mmsq PVC/SWA/PVC armoured cable | Mts | 0 | 0 | 0
34 | 4x6mmsq PVC/SWA/PVC armoured cable | Mts | 0 | 0 | 0
35 | 4x4mmsq PVC/SWA/PVC armoured cable | Mts | 0 | 0 | 0
36 | Cable terminating lugs | No. | 16 | 1 | 17
37 | Recline cable (25mmsq) | Mts | 50 | 3 | 53
38 | Earth wire for building (16mmsq) | Mts | 50 | 3 | 53
39 | Underground marking tape | Mts | 60 | 3 | 63
Total Amount for Materials
B | ELECTRICAL RETROFIT AND UPGRADE INSTALLATION COST FOR THE PHC
1 | Installation of all electrical works including the removal of all existing wirings and fittings, laying of armoured cable and connection of the PHC blocks to PV system distribution panel, breaking, laying of pipes and replastering of wall and making good all work area. | Lot |  | 0 | 0
Total for Retrofit Material and Installation

## 37.Television
A | BILL OF MATERIAL FOR TELEVISION GARAGE PHC ELECTRICAL RETROFIT
S/No. | Material | Unit | QUANTITY | 5% PROVISION FOR SPARES | TOTAL QUANTITY | UNIT COST | AMOUNT
1 | Ceiling fan | No. | 16 | 1 | 17
2 | 18 Watts CFL | No. | 70 | 4 | 74
3 | Roof mounted luminaire | No. | 60 | 3 | 63
4 | Wall mounted luminaire | No. | 10 | 1 | 11
5 | 1 Gang light switch | No. | 18 | 1 | 19
6 | 2 Gang light switch | No. | 6 | 1 | 7
7 | 3 Gang light switch | No. | 1 | 1 | 2
8 | 13 Amp socket single | No. | 17 | 1 | 18
9 | 13 Amp socket double | No. | 5 | 1 | 6
10 | 15 Amp socket | No. | 0 | 0 | 0
11 | Junction box | No. | 117 | 6 | 123
12 | Single patress box (flush) | No. | 42 | 3 | 45
13 | Double patress box (flush) | No. | 5 | 1 | 6
14 | Single patress box (surface) | No. | 0 | 0 | 0
15 | Double patress box (surface) | No. | 0 | 0 | 0
16 | 25mm PVC pipes (25 numbers of 3Mts pipe per bundle) | bundle | 17.3333 | 1 | 18.3333
17 | PVC accessories, male bush, saddle clamp, angle bend,screws and pegs Packs (100 per pack) | packs | 2 | 1 | 3
18 | 100A distribution board | No. | 1 | 1 | 2
19 | 60A distribution board | No. | 1 | 1 | 2
20 | 30A distribution board | No. | 0 | 0 | 0
21 | 100A consumer unit | No. | 1 | 1 | 2
22 | 60A consumer unit | No. | 1 | 1 | 2
23 | 30A consumer unit | No. | 0 | 0 | 0
24 | 100A Residual current circuit breaker | No. | 2 | 1 | 3
25 | 60A Residual current circuit breaker | No. | 2 | 1 | 3
26 | 30A Residual current circuit breaker | No. | 0 | 0 | 0
27 | 100A change over | No. | 2 | 1 | 3
28 | 60A change over | No. | 2 | 1 | 3
29 | 30A change over | No. | 0 | 0 | 0
30 | 1.5mmsq cable (Twin & Earth) | Mts | 900 | 45 | 945
31 | 2.5mmsq cable (Twin & Earth) | Mts | 400 | 20 | 420
32 | 4x16mmsq PVC/SWA/PVC armoured cable | Mts | 160 | 8 | 168
33 | 4x10mmsq PVC/SWA/PVC armoured cable | Mts | 0 | 0 | 0
34 | 4x6mmsq PVC/SWA/PVC armoured cable | Mts | 0 | 0 | 0
35 | 4x4mmsq PVC/SWA/PVC armoured cable | Mts | 0 | 0 | 0
36 | Cable terminating lugs | No. | 32 | 2 | 34
37 | Recline cable (25mmsq) | Mts | 140 | 7 | 147
38 | Earth wire for building (16mmsq) | Mts | 120 | 6 | 126
39 | Underground marking tape | Mts | 160 | 8 | 168
Total Amount for Materials
B | ELECTRICAL RETROFIT AND UPGRADE INSTALLATION COST FOR THE PHC
1 | Installation of all electrical works including the removal of all existing wirings and fittings, laying of armoured cable and connection of the PHC blocks to PV system distribution panel, breaking, laying of pipes and replastering of wall and making good all work area. | Lot |  | 0 | 0
Total for Retrofit Material and Installation

## 38.Turawa
A | BILL OF MATERIAL FOR TURAWA PHC ELECTRICAL RETROFIT
S/No. | Material | Unit | QUANTITY | 5% PROVISION FOR SPARES | TOTAL QUANTITY | UNIT COST | AMOUNT
1 | Ceiling fan | No. | 7 | 1 | 8
2 | 18 Watts CFL | No. | 26 | 2 | 28
3 | Roof mounted luminaire | No. | 18 | 1 | 19
4 | Wall mounted luminaire | No. | 8 | 1 | 9
5 | 1 Gang light switch | No. | 9 | 1 | 10
6 | 2 Gang light switch | No. | 1 | 1 | 2
7 | 3 Gang light switch | No. | 0 | 0 | 0
8 | 13 Amp socket single | No. | 6 | 1 | 7
9 | 13 Amp socket double | No. | 3 | 1 | 4
10 | 15 Amp socket | No. | 2 | 1 | 3
11 | Junction box | No. | 45 | 3 | 48
12 | Single patress box (flush) | No. | 16 | 1 | 17
13 | Double patress box (flush) | No. | 3 | 1 | 4
14 | Single patress box (surface) | No. | 0 | 0 | 0
15 | Double patress box (surface) | No. | 0 | 0 | 0
16 | 25mm PVC pipes (25 numbers of 3Mts pipe per bundle) | bundle | 8.4 | 1 | 9.4
17 | PVC accessories, male bush, saddle clamp, angle bend,screws and pegs Packs (100 per pack) | packs | 1 | 1 | 2
18 | 100A distribution board | No. | 1 | 1 | 2
19 | 60A distribution board | No. | 0 | 0 | 0
20 | 30A distribution board | No. | 0 | 0 | 0
21 | 100A consumer unit | No. | 1 | 1 | 2
22 | 60A consumer unit | No. | 0 | 0 | 0
23 | 30A consumer unit | No. | 0 | 0 | 0
24 | 100A Residual current circuit breaker | No. | 2 | 1 | 3
25 | 60A Residual current circuit breaker | No. | 0 | 0 | 0
26 | 30A Residual current circuit breaker | No. | 0 | 0 | 0
27 | 100A change over | No. | 2 | 1 | 3
28 | 60A change over | No. | 0 | 0 | 0
29 | 30A change over | No. | 0 | 0 | 0
30 | 1.5mmsq cable (Twin & Earth) | Mts | 350 | 18 | 368
31 | 2.5mmsq cable (Twin & Earth) | Mts | 280 | 14 | 294
32 | 4x16mmsq PVC/SWA/PVC armoured cable | Mts | 70 | 4 | 74
33 | 4x10mmsq PVC/SWA/PVC armoured cable | Mts | 0 | 0 | 0
34 | 4x6mmsq PVC/SWA/PVC armoured cable | Mts | 0 | 0 | 0
35 | 4x4mmsq PVC/SWA/PVC armoured cable | Mts | 0 | 0 | 0
36 | Cable terminating lugs | No. | 16 | 1 | 17
37 | Recline cable (25mmsq) | Mts | 50 | 3 | 53
38 | Earth wire for building (16mmsq) | Mts | 50 | 3 | 53
39 | Underground marking tape | Mts | 70 | 4 | 74
Total Amount for Materials
B | ELECTRICAL RETROFIT AND UPGRADE INSTALLATION COST FOR THE PHC
1 | Installation of all electrical works including the removal of all existing wirings and fittings, laying of armoured cable and connection of the PHC blocks to PV system distribution panel, breaking, laying of pipes and replastering of wall and making good all work area. | Lot |  | 0 | 0
Total for Retrofit Material and Installation

## 39.Zangon Aya
A | BILL OF MATERIAL FOR ZANGON AYA PHC ELECTRICAL RETROFIT
S/No. | Material | Unit | QUANTITY | 5% PROVISION FOR SPARES | TOTAL QUANTITY | UNIT COST | AMOUNT
1 | Ceiling fan | No. | 17 | 1 | 18
2 | 18 Watts CFL | No. | 52 | 3 | 55
3 | Roof mounted luminaire | No. | 38 | 2 | 40
4 | Wall mounted luminaire | No. | 14 | 1 | 15
5 | 1 Gang light switch | No. | 17 | 1 | 18
6 | 2 Gang light switch | No. | 3 | 1 | 4
7 | 3 Gang light switch | No. | 0 | 0 | 0
8 | 13 Amp socket single | No. | 19 | 1 | 20
9 | 13 Amp socket double | No. | 6 | 1 | 7
10 | 15 Amp socket | No. | 0 | 0 | 0
11 | Junction box | No. | 80 | 4 | 84
12 | Single patress box (flush) | No. | 39 | 2 | 41
13 | Double patress box (flush) | No. | 6 | 1 | 7
14 | Single patress box (surface) | No. | 0 | 0 | 0
15 | Double patress box (surface) | No. | 0 | 0 | 0
16 | 25mm PVC pipes (25 numbers of 3Mts pipe per bundle) | bundle | 17.6 | 1 | 18.6
17 | PVC accessories, male bush, saddle clamp, angle bend,screws and pegs Packs (100 per pack) | packs | 3 | 1 | 4
18 | 100A distribution board | No. | 1 | 1 | 2
19 | 60A distribution board | No. | 0 | 0 | 0
20 | 30A distribution board | No. | 2 | 1 | 3
21 | 100A consumer unit | No. | 1 | 1 | 2
22 | 60A consumer unit | No. | 0 | 0 | 0
23 | 30A consumer unit | No. | 2 | 1 | 3
24 | 100A Residual current circuit breaker | No. | 2 | 1 | 3
25 | 60A Residual current circuit breaker | No. | 0 | 0 | 0
26 | 30A Residual current circuit breaker | No. | 4 | 1 | 5
27 | 100A change over | No. | 2 | 1 | 3
28 | 60A change over | No. | 0 | 0 | 0
29 | 30A change over | No. | 4 | 1 | 5
30 | 1.5mmsq cable (Twin & Earth) | Mts | 810 | 41 | 851
31 | 2.5mmsq cable (Twin & Earth) | Mts | 510 | 26 | 536
32 | 4x16mmsq PVC/SWA/PVC armoured cable | Mts | 100 | 5 | 105
33 | 4x10mmsq PVC/SWA/PVC armoured cable | Mts | 0 | 0 | 0
34 | 4x6mmsq PVC/SWA/PVC armoured cable | Mts | 200 | 10 | 210
35 | 4x4mmsq PVC/SWA/PVC armoured cable | Mts | 0 | 0 | 0
36 | Cable terminating lugs | No. | 48 | 3 | 51
37 | Recline cable (25mmsq) | Mts | 150 | 8 | 158
38 | Earth wire for building (16mmsq) | Mts | 150 | 8 | 158
39 | Underground marking tape | Mts | 300 | 15 | 315
Total Amount for Materials
B | ELECTRICAL RETROFIT AND UPGRADE INSTALLATION COST FOR THE PHC
1 | Installation of all electrical works including the removal of all existing wirings and fittings, laying of armoured cable and connection of the PHC blocks to PV system distribution panel, breaking, laying of pipes and replastering of wall and making good all work area. | Lot |  | 0 | 0
Total for Retrofit Material and Installation

## 40.Makarfi
A | BILL OF MATERIAL FOR MAKARFI PHC ELECTRICAL RETROFIT
S/No. | Material | Unit | QUANTITY | 5% PROVISION FOR SPARES | TOTAL QUANTITY | UNIT COST | AMOUNT
1 | Ceiling fan | No. | 16 | 1 | 17
2 | 18 Watts CFL | No. | 48 | 3 | 51
3 | Roof mounted luminaire | No. | 37 | 2 | 39
4 | Wall mounted luminaire | No. | 11 | 1 | 12
5 | 1 Gang light switch | No. | 18 | 1 | 19
6 | 2 Gang light switch | No. | 3 | 1 | 4
7 | 3 Gang light switch | No. | 2 | 1 | 3
8 | 13 Amp socket single | No. | 14 | 1 | 15
9 | 13 Amp socket double | No. | 6 | 1 | 7
10 | 15 Amp socket | No. | 0 | 0 | 0
11 | Junction box | No. | 91 | 5 | 96
12 | Single patress box (flush) | No. | 37 | 2 | 39
13 | Double patress box (flush) | No. | 6 | 1 | 7
14 | Single patress box (surface) | No. | 0 | 0 | 0
15 | Double patress box (surface) | No. | 0 | 0 | 0
16 | 25mm PVC pipes (25 numbers of 3Mts pipe per bundle) | bundle | 16 | 1 | 17
17 | PVC accessories, male bush, saddle clamp, angle bend,screws and pegs Packs (100 per pack) | packs | 2 | 1 | 3
18 | 100A distribution board | No. | 1 | 1 | 2
19 | 60A distribution board | No. | 1 | 1 | 2
20 | 30A distribution board | No. | 0 | 0 | 0
21 | 100A consumer unit | No. | 1 | 1 | 2
22 | 60A consumer unit | No. | 1 | 1 | 2
23 | 30A consumer unit | No. | 0 | 0 | 0
24 | 100A Residual current circuit breaker | No. | 2 | 1 | 3
25 | 60A Residual current circuit breaker | No. | 2 | 1 | 3
26 | 30A Residual current circuit breaker | No. | 0 | 0 | 0
27 | 100A change over | No. | 2 | 1 | 3
28 | 60A change over | No. | 2 | 1 | 3
29 | 30A change over | No. | 0 | 0 | 0
30 | 1.5mmsq cable (Twin & Earth) | Mts | 790 | 40 | 830
31 | 2.5mmsq cable (Twin & Earth) | Mts | 410 | 21 | 431
32 | 4x16mmsq PVC/SWA/PVC armoured cable | Mts | 160 | 8 | 168
33 | 4x10mmsq PVC/SWA/PVC armoured cable | Mts | 0 | 0 | 0
34 | 4x6mmsq PVC/SWA/PVC armoured cable | Mts | 0 | 0 | 0
35 | 4x4mmsq PVC/SWA/PVC armoured cable | Mts | 0 | 0 | 0
36 | Cable terminating lugs | No. | 32 | 2 | 34
37 | Recline cable (25mmsq) | Mts | 120 | 6 | 126
38 | Earth wire for building (16mmsq) | Mts | 120 | 6 | 126
39 | Underground marking tape | Mts | 160 | 8 | 168
Total Amount for Materials
B | ELECTRICAL RETROFIT AND UPGRADE INSTALLATION COST FOR THE PHC
1 | Installation of all electrical works including the removal of all existing wirings and fittings, laying of armoured cable and connection of the PHC blocks to PV system distribution panel, breaking, laying of pipes and replastering of wall and making good all work area. | Lot |  | 0 | 0
Total for Retrofit Material and Installation